## PL 01.04.2024
Conetka GmbH Maisweg 69 12683 Berlin Tel. +49 30 54376253 Fax +49 30 54376254
Preisliste gültig ab 01. April 2024
Nur gültig in Verbindung mit unseren allgemeinen Geschäftsbedingungen, die wir Ihnen auf Anfrage gerne zusenden. Änderungen vorbehalten.
www.conetka.de |  | eMail: vertrieb@conetka.de
Artikel-Nr. | Bezeichnung | Preis in EUR | VP | Produkt-familie
000771627 | SPACER Vertiv Knürr MIR LID M12X25 | 15 | EACH | K07
000784679 | REPLACEMENT KEY 1333/333CYLINDER | 16 | EACH | K07
011271199 | ADAPTER MOUNTING Vertiv Knürr MIR SET (4EA) | 52 | EACH | K07
011273109 | TILT RESTRAINT Vertiv Knürr MIR-SERVER RACK SET | 386 | EACH | K07
011277609 | RACK SUITE COVER TRIM H2000 D1000 SET | 74 | EACH | K07
011277619 | RACK SUITE COVER TRIM H2200 D1000 SET | 79 | EACH | K07
011277629 | RACK SUITE COVER TRIM H2000 D1200 SET | 82 | EACH | K07
011277639 | RACK SUITE COVER TRIM H2200 D1200 SET | 85 | EACH | K07
011284009 | TAPE HU MEASURE | 30 | EACH | K07
011305299 | EARTHING SET COMPLETE | 32 | EACH | K07
011305309 | FILTER MAT FOR PLINTH W600 | 50 | PAIR | K07
011305329 | FILTER MAT FOR PLINTH W800 | 61 | PAIR | K07
011306249 | EARTHING SET-ONE WING DOOR | 30 | EACH | K07
011309347 | FLOOR MOUNTING KIT Vertiv Knürr MIR PER 4 | 29 | EACH | K07
011309357 | CONNECTION KIT Vertiv Knürr MIR SET | 50 | EACH | K07
011309379 | MOUNTING SET+SCREWS SIDE PANELS | 106 | EACH | K07
011309389 | LOCK [SET] SIDE PANELS | 22 | EACH | K07
011309409 | LOCKING SET COMPLETE | 81 | EACH | K07
011309989 | BRUSH STRIP W600 | 60 | PAIR | K07
011309999 | BRUSH STRIP W700/800 | 60 | PAIR | K07
011317459 | HOISTING EYEBOLTS M12 PER 4 | 50 | EACH | K07
011317519 | Cover screws 4x M12x15 | 29 | EACH | K07
011317527 | Spacer Bolt M12x25 | 38 | EACH | K07
011312709 | RACK SUITE COVER TRIM H1200 D600 SET | 64 | EACH | K07
011312739 | RACK SUITE COVER TRIM H1800 D600 SET | 64 | EACH | K07
011312749 | RACK SUITE COVER TRIM H2000 D600 SET | 64 | EACH | K07
011312759 | RACK SUITE COVER TRIM H2200 D600 SET | 64 | EACH | K07
011312769 | RACK SUITE COVER TRIM H1200 D800 SET | 64 | EACH | K07
011312799 | RACK SUITE COVER TRIM H1800 D800 SET | 64 | EACH | K07
011312809 | RACK SUITE COVER TRIM H2000 D800 SET | 64 | EACH | K07
011312819 | RACK SUITE COVER TRIM H2200 D800 SET | 64 | EACH | K07
011312829 | RACK SUITE COVER TRIM H1200 D900 SET | 55 | EACH | K07
011312859 | RACK SUITE COVER TRIM H1800 D900 SET | 73 | EACH | K07
011312869 | RACK SUITE COVER TRIM H2000 D900 SET | 61 | EACH | K07
011312879 | RACK SUITE COVER TRIM H2200 D900 SET | 81 | EACH | K07
011320509 | CABLE SHELF WITHOUT SWIVEL ARM | 71 | EACH | K07
011320519 | CABLE SHELF + SWIVEL ARM | 82 | EACH | K07
011320539 | ADAPTER-KIT 2U F BREADBOARD | 41 | EACH | K07
011322681 | Vertiv Knürr IP55 RACK H1200 W600 D600 19" | 1685 | EACH | K07
011322711 | Vertiv Knürr IP55 RACK H1800 W600 D600 19" | 1808 | EACH | K07
011322721 | Vertiv Knürr IP55 RACK H2000 W600 D600 19" | 1891 | EACH | K07
011322731 | Vertiv Knürr IP55 RACK H2200 W600 D600 19" | 1955 | EACH | K07
011322741 | Vertiv Knürr IP55 RACK H1200 W600 D800 19" | 1785 | EACH | K07
011322771 | Vertiv Knürr IP55 RACK H1800 W600 D800 19" | 1905 | EACH | K07
011322781 | Vertiv Knürr IP55 RACK H2000 W600 D800 19" | 2098 | EACH | K07
011322791 | Vertiv Knürr IP55 RACK H2200 W600 D800 19" | 2176 | EACH | K07
011322798 | Vertiv Knürr IP55 RACK H2200 W600 D800 19" | 2176 | EACH | K07
011337459 | EARTHING KIT SIDE PANEL | 83 | EACH | K07
011339001 | QUICK-RELEASE FASTENER SIDE PANEL PER 50 | 43 | EACH | K07
011339009 | QUICK-RELEASE FASTENER SIDE PANEL PER 50 | 43 | EACH | K07
011339101 | QUICK-RELEASE FASTENER REAR PANEL PER 50 | 44 | EACH | K07
011339109 | QUICK-RELEASE FASTENER REAR PANEL PER 50 | 44 | EACH | K07
011370139 | COMBI LOCK SINGLE DOOR | 71 | EACH | K07
011370139000013 | COMBI LOCK DOUBLE DOOR | 98 | EACH | K07
011370179 | HANDLE DOOR SWING Vertiv Knürr MIR | 52 | EACH | K07
011395409 | EARTHING KIT FOR STEEL DOUBLE DOOR | 33 | EACH | K07
011395419 | EARTHING KIT FOR GLAS OR PERF: DOUBLE DOOR | 34 | EACH | K07
011399039 | SCREW M12X15 COVER | 15 | EACH | K07
011472681 | TOP COVER Vertiv Knürr DCM SHORT W600 D250 | 107 | EACH | K07
011472688 | TOP COVER Vertiv Knürr DCM SHORT W600 D250 | 107 | EACH | K07
011472691 | TOP COVER Vertiv Knürr DCM SHORT W800 D250 | 157 | EACH | K07
011472698 | TOP COVER Vertiv Knürr DCM SHORT W800 D250 | 157 | EACH | K07
011474521 | SHEET STEEL DOOR H1800 W600 | 436 | EACH | K07
011474528 | SHEET STEEL DOOR H1800 W600 | 436 | EACH | K07
011474541 | SHEET STEEL DOOR H1800 W800 | 454 | EACH | K07
011474548 | SHEET STEEL DOOR H1800 W800 | 454 | EACH | K07
011474561 | SHEET STEEL DOOR H2000 W600 | 433 | EACH | K07
011474568 | SHEET STEEL DOOR H2000 W600 | 433 | EACH | K07
011474581 | SHEET STEEL DOOR H2000 W800 | 462 | EACH | K07
011474588 | SHEET STEEL DOOR H2000 W800 | 462 | EACH | K07
011474921 | GLASS DOOR COMPLETE H1800 W600 | 446 | EACH | K07
011474928 | GLASS DOOR COMPLETE H1800 W600 | 446 | EACH | K07
011474941 | GLASS DOOR COMPLETE H1800 W800 | 517 | EACH | K07
011474948 | GLASS DOOR COMPLETE H1800 W800 | 517 | EACH | K07
011474961 | GLASS DOOR COMPLETE H2000 W600 | 448 | EACH | K07
011474968 | GLASS DOOR COMPLETE H2000 W600 | 448 | EACH | K07
011474981 | GLASS DOOR COMPLETE H2000 W800 | 510 | EACH | K07
011474988 | GLASS DOOR COMPLETE H2000 W800 | 510 | EACH | K07
011475091 | SUPPORT BRACKET COMPL. W600 D600 | 259 | EACH | K07
011475098 | SUPPORT BRACKET COMPL. W600 D600 | 259 | EACH | K07
011475101 | SUPPORT BRACKET COMPL. W600 D700 | 264 | EACH | K07
011475108 | SUPPORT BRACKET COMPL. W600 D700 | 264 | EACH | K07
011475111 | SUPPORT BRACKET COMPL. W600 D800 | 276 | EACH | K07
011475118 | SUPPORT BRACKET COMPL. W600 D800 | 276 | EACH | K07
011475121 | SUPPORT BRACKET COMPL. W600 D900 | 279 | EACH | K07
011475128 | SUPPORT BRACKET COMPL. W600 D900 | 279 | EACH | K07
011475131 | SUPPORT BRACKET COMPL. W600 D1000 | 244 | EACH | K07
011475138 | SUPPORT BRACKET COMPL. W600 D1000 | 244 | EACH | K07
011475141 | SUPPORT BRACKET COMPL. W600 D1100 | 248 | EACH | K07
011475148 | SUPPORT BRACKET COMPL. W600 D1100 | 248 | EACH | K07
011475151 | SUPPORT BRACKET COMPL. W600 D1200 | 257 | EACH | K07
011475158 | SUPPORT BRACKET COMPL. W600 D1200 | 257 | EACH | K07
011475161 | SUPPORT BRACKET COMPL. W600 D1300 | 261 | EACH | K07
011475168 | SUPPORT BRACKET COMPL. W600 D1300 | 261 | EACH | K07
011475251 | SUPPORT BRACKET COMPL. W800 D600 | 242 | EACH | K07
011475258 | SUPPORT BRACKET COMPL. W800 D600 | 242 | EACH | K07
011475261 | SUPPORT BRACKET COMPL. W800 D700 | 246 | EACH | K07
011475268 | SUPPORT BRACKET COMPL. W800 D700 | 246 | EACH | K07
011475271 | SUPPORT BRACKET COMPL. W800 D800 | 248 | EACH | K07
011475278 | SUPPORT BRACKET COMPL. W800 D800 | 248 | EACH | K07
011475281 | SUPPORT BRACKET COMPL. W800 D900 | 251 | EACH | K07
011475288 | SUPPORT BRACKET COMPL. W800 D900 | 251 | EACH | K07
011475291 | SUPPORT BRACKET COMPL. W800 D1000 | 253 | EACH | K07
011475298 | SUPPORT BRACKET COMPL. W800 D1000 | 253 | EACH | K07
011475301 | SUPPORT BRACKET COMPL. W800 D1100 | 266 | EACH | K07
011475308 | SUPPORT BRACKET COMPL. W800 D1100 | 266 | EACH | K07
011475311 | SUPPORT BRACKET COMPL. W800 D1200 | 272 | EACH | K07
011475318 | SUPPORT BRACKET COMPL. W800 D1200 | 272 | EACH | K07
011475341 | Vertiv Knürr DCM SHEET STEEL SINGLE DOOR H2000 W600 | 461 | EACH | K07
011475348 | Vertiv Knürr DCM SHEET STEEL SINGLE DOOR H2000 W600 | 461 | EACH | K07
011475361 | Vertiv Knürr DCM SHEET STEEL SINGLE DOOR H2000 W800 | 490 | EACH | K07
011475368 | Vertiv Knürr DCM SHEET STEEL SINGLE DOOR H2000 W800 | 490 | EACH | K07
011475371 | Vertiv Knürr DCM SHEET STEEL SINGLE DOOR H2200 W600 | 478 | EACH | K07
011475378 | Vertiv Knürr DCM SHEET STEEL SINGLE DOOR H2200 W600 | 478 | EACH | K07
011475391 | Vertiv Knürr DCM SHEET STEEL SINGLE DOOR H2200 W800 | 504 | EACH | K07
011475398 | Vertiv Knürr DCM SHEET STEEL SINGLE DOOR H2200 W800 | 504 | EACH | K07
011475401 | Vertiv Knürr DCM GLASS DOOR H2000 W600 | 490 | EACH | K07
011475408 | Vertiv Knürr DCM GLASS DOOR H2000 W600 | 490 | EACH | K07
011475421 | Vertiv Knürr DCM GLASS DOOR H2000 W800 | 503 | EACH | K07
011475428 | Vertiv Knürr DCM GLASS DOOR H2000 W800 | 503 | EACH | K07
011475431 | Vertiv Knürr DCM GLASS DOOR H2200 W600 | 510 | EACH | K07
011475438 | Vertiv Knürr DCM GLASS DOOR H2200 W600 | 510 | EACH | K07
011475451 | Vertiv Knürr DCM GLASS DOOR H2200 W800 | 511 | EACH | K07
011475458 | Vertiv Knürr DCM GLASS DOOR H2200 W800 | 511 | EACH | K07
011475701 | TOP COVER Vertiv Knürr DCM W. SIDE CABLE ENTRY W600 D800 | 268 | EACH | K07
011475708 | TOP COVER Vertiv Knürr DCM W. SIDE CABLE ENTRY W600 D800 | 268 | EACH | K07
011475721 | TOP COVER Vertiv Knürr DCM W. SIDE CABLE ENTRY W600 D1000 | 279 | EACH | K07
011475728 | TOP COVER Vertiv Knürr DCM W. SIDE CABLE ENTRY W600 D1000 | 279 | EACH | K07
011475731 | TOP COVER Vertiv Knürr DCM W. SIDE CABLE ENTRY W600 D1100 | 292 | EACH | K07
011475738 | TOP COVER Vertiv Knürr DCM W. SIDE CABLE ENTRY W600 D1100 | 292 | EACH | K07
011475741 | TOP COVER Vertiv Knürr DCM W. SIDE CABLE ENTRY W600 D1200 | 290 | EACH | K07
011475748 | TOP COVER Vertiv Knürr DCM W. SIDE CABLE ENTRY W600 D1200 | 290 | EACH | K07
011475751 | TOP COVER Vertiv Knürr DCM W. SIDE CABLE ENTRY W800D800 | 296 | EACH | K07
011475758 | TOP COVER Vertiv Knürr DCM W. SIDE CABLE ENTRY W800D800 | 296 | EACH | K07
011475771 | TOP COVER Vertiv Knürr DCM W. SIDE CABLE ENTRY W800 D1000 | 309 | EACH | K07
011475778 | TOP COVER Vertiv Knürr DCM W. SIDE CABLE ENTRY W800 D1000 | 309 | EACH | K07
011475781 | TOP COVER Vertiv Knürr DCM W. SIDE CABLE ENTRY W800 D1100 | 312 | EACH | K07
011475788 | TOP COVER Vertiv Knürr DCM W. SIDE CABLE ENTRY W800 D1100 | 312 | EACH | K07
011475791 | TOP COVER Vertiv Knürr DCM W. SIDE CABLE ENTRY W800 D1200 | 315 | EACH | K07
011475798 | TOP COVER Vertiv Knürr DCM W. SIDE CABLE ENTRY W800 D1200 | 315 | EACH | K07
011476409 | ADAPTER SET 1U 19" RAILS | 41 | EACH | K07
011476419 | ANTI-TILT SET Vertiv Knürr DCM-RACK SET | 266 | EACH | K07
011476427 | Vertiv Knürr DCM RACK CONNECTOR | 65 | EACH | K07
011476439 | Vertiv Knürr DCM GAP SEALING DEPTH PROFILE | 57 | EACH | K07
011476441 | PARTITION PANEL MOVE Vertiv Knürr DCM H2000 D1000 SET | 351 | EACH | K07
011476448 | PARTITION PANEL MOVE Vertiv Knürr DCM H2000 D1000 SET | 351 | EACH | K07
011476451 | PARTITION PANEL MOVE Vertiv Knürr DCM H2000 D1100 SET | 368 | EACH | K07
011476458 | PARTITION PANEL MOVE Vertiv Knürr DCM H2000 D1100 SET | 368 | EACH | K07
011476461 | PARTITION PANEL MOVE Vertiv Knürr DCM H2000 D1200 SET | 385 | EACH | K07
011476468 | PARTITION PANEL MOVE Vertiv Knürr DCM H2000 D1200 SET | 385 | EACH | K07
011476471 | PARTITION PANEL MOVE Vertiv Knürr DCM H2200 D1000 SET | 414 | EACH | K07
011476478 | PARTITION PANEL MOVE Vertiv Knürr DCM H2200 D1000 SET | 414 | EACH | K07
011476481 | PARTITION PANEL MOVE Vertiv Knürr DCM H2200 D1100 SET | 394 | EACH | K07
011476488 | PARTITION PANEL MOVE Vertiv Knürr DCM H2200 D1100 SET | 394 | EACH | K07
011476491 | PARTITION PANEL MOVE Vertiv Knürr DCM H2200 D1200 SET | 398 | EACH | K07
011476498 | PARTITION PANEL MOVE Vertiv Knürr DCM H2200 D1200 SET | 398 | EACH | K07
011476901 | PARTITION PANEL Vertiv Knürr DCM H2000 D1000 SET | 329 | EACH | K07
011476908 | PARTITION PANEL Vertiv Knürr DCM H2000 D1000 SET | 329 | EACH | K07
011476911 | PARTITION PANEL Vertiv Knürr DCM H2000 D1100 SET | 349 | EACH | K07
011476918 | PARTITION PANEL Vertiv Knürr DCM H2000 D1100 SET | 349 | EACH | K07
011476921 | PARTITION PANEL Vertiv Knürr DCM H2000 D1200 SET | 370 | EACH | K07
011476928 | PARTITION PANEL Vertiv Knürr DCM H2000 D1200 SET | 370 | EACH | K07
011476931 | PARTITION PANEL Vertiv Knürr DCM H2200 D1000 SET | 346 | EACH | K07
011476938 | PARTITION PANEL Vertiv Knürr DCM H2200 D1000 SET | 346 | EACH | K07
011476941 | PARTITION PANEL Vertiv Knürr DCM H2200 D1100 SET | 367 | EACH | K07
011476948 | PARTITION PANEL Vertiv Knürr DCM H2200 D1100 SET | 367 | EACH | K07
011476951 | PARTITION PANEL Vertiv Knürr DCM H2200 D1200 SET | 387 | EACH | K07
011476958 | PARTITION PANEL Vertiv Knürr DCM H2200 D1200 SET | 387 | EACH | K07
011477381 | PLINTH CPL.H100 W600 D1000 | 235 | EACH | K07
011477388 | PLINTH CPL.H100 W600 D1000 | 235 | EACH | K07
011477391 | PLINTH CPL.H100 W600 D1100 | 252 | EACH | K07
011477398 | PLINTH CPL.H100 W600 D1100 | 252 | EACH | K07
011477401 | PLINTH CPL.H100 W600 D1200 | 270 | EACH | K07
011477408 | PLINTH CPL.H100 W600 D1200 | 270 | EACH | K07
011477461 | PLINTH CPL.H100 W800 D1000 | 254 | EACH | K07
011477468 | PLINTH CPL.H100 W800 D1000 | 254 | EACH | K07
011477471 | PLINTH CPL.H100 W800 D1100 | 263 | EACH | K07
011477478 | PLINTH CPL.H100 W800 D1100 | 263 | EACH | K07
011477481 | PLINTH CPL.H100 W800 D1200 | 274 | EACH | K07
011477488 | PLINTH CPL.H100 W800 D1200 | 274 | EACH | K07
011477881 | PLINTH CPL.H200 W600 D1000 | 357 | EACH | K07
011477888 | PLINTH CPL.H200 W600 D1000 | 357 | EACH | K07
011477891 | PLINTH CPL.H200 W600 D1100 | 380 | EACH | K07
011477898 | PLINTH CPL.H200 W600 D1100 | 380 | EACH | K07
011477901 | PLINTH CPL.H200 W600 D1200 | 403 | EACH | K07
011477908 | PLINTH CPL.H200 W600 D1200 | 403 | EACH | K07
011477961 | PLINTH CPL.H200 W800 D1000 | 371 | EACH | K07
011477968 | PLINTH CPL.H200 W800 D1000 | 371 | EACH | K07
011477971 | PLINTH CPL.H200 W800 D1100 | 395 | EACH | K07
011477978 | PLINTH CPL.H200 W800 D1100 | 395 | EACH | K07
011477981 | PLINTH CPL.H200 W800 D1200 | 419 | EACH | K07
011477988 | PLINTH CPL.H200 W800 D1200 | 419 | EACH | K07
011478031 | Vertiv Knürr DCM SINGLE PERFORATED DOOR H2000 W600 | 389 | EACH | K07
011478038 | Vertiv Knürr DCM SINGLE PERFORATED DOOR H2000 W600 | 389 | EACH | K07
011478051 | Vertiv Knürr DCM SINGLE PERFORATED DOOR H2000 W800 | 420 | EACH | K07
011478058 | Vertiv Knürr DCM SINGLE PERFORATED DOOR H2000 W800 | 420 | EACH | K07
011478061 | Vertiv Knürr DCM SINGLE PERFORATED DOOR H2200 W600 | 412 | EACH | K07
011478068 | Vertiv Knürr DCM SINGLE PERFORATED DOOR H2200 W600 | 412 | EACH | K07
011478081 | Vertiv Knürr DCM SINGLE PERFORATED DOOR H2200 W800 | 438 | EACH | K07
011478088 | Vertiv Knürr DCM SINGLE PERFORATED DOOR H2200 W800 | 438 | EACH | K07
011478340 | BOTTOM COVER-SET W600/D1000 CPL. CLOSED CASTOR | 159 | EACH | K07
011478350 | BOTTOM COVER-SET W600/D1100 CPL. CLOSED CASTOR | 180 | EACH | K07
011478380 | BOTTOM COVER-SET W800/D1000 CPL. CLOSED CASTOR | 176 | EACH | K07
011478390 | BOTTOM COVER-SET W800/D1100 CPL. CLOSED CASTOR | 200 | EACH | K07
011478400 | BOTTOM COVER-SET W600/D1200 CPL. CLOSED CASTOR | 191 | EACH | K07
011478440 | BOTTOM COVER-SET W800/D1200 CPL. CLOSED CASTOR | 208 | EACH | K07
011478460 | BOTTOM COVER-SET W600/D1000 CE | 233 | EACH | K07
011478470 | BOTTOM COVER-SET W600/D1100 CE | 252 | EACH | K07
011478500 | BOTTOM COVER-SET W800/D1000 CE | 237 | EACH | K07
011478510 | BOTTOM COVER-SET W800/D1100 CE | 261 | EACH | K07
011478520 | BOTTOM COVER-SET W600/D1200 CE | 261 | EACH | K07
011478560 | BOTTOM COVER-SET W800/D1200 CE | 251 | EACH | K07
011478761 | SIDE PANEL DCM/MIR2 COMPL H2000 D1000 | 329 | EACH | K07
011478768 | SIDE PANEL DCM/MIR2 COMPL H2000 D1000 | 329 | EACH | K07
011478771 | SIDE PANEL DCM/MIR2 COMPL H2000 D1100 | 340 | EACH | K07
011478778 | SIDE PANEL DCM/MIR2 COMPL H2000 D1100 | 340 | EACH | K07
011478781 | SIDE PANEL DCM/MIR2 COMPL H2000 D1200 | 352 | EACH | K07
011478788 | SIDE PANEL DCM/MIR2 COMPL H2000 D1200 | 352 | EACH | K07
011478801 | SIDE PANEL DCM/MIR2 COMPL H2200 D1000 | 345 | EACH | K07
011478808 | SIDE PANEL DCM/MIR2 COMPL H2200 D1000 | 345 | EACH | K07
011478811 | SIDE PANEL DCM/MIR2 COMPL H2200 D1100 | 357 | EACH | K07
011478818 | SIDE PANEL DCM/MIR2 COMPL H2200 D1100 | 357 | EACH | K07
011478821 | SIDE PANEL DCM/MIR2 COMPL H2200 D1200 | 386 | EACH | K07
011478828 | SIDE PANEL DCM/MIR2 COMPL H2200 D1200 | 386 | EACH | K07
011478891 | AIR SEPARATION SET W800/H2000 | 138 | EACH | K07
011478898 | AIR SEPARATION SET W800/H2000 | 138 | EACH | K07
011478901 | AIR SEPARATION SET W800/H2200 | 150 | EACH | K07
011478908 | AIR SEPARATION SET W800/H2200 | 150 | EACH | K07
011478951 | AIR SEPARATION SET W800/H2000 | 166 | EACH | K07
011478958 | AIR SEPARATION SET W800/H2000 | 166 | EACH | K07
011478961 | AIR SEPARATION SET W800/H2200 | 175 | EACH | K07
011478968 | AIR SEPARATION SET W800/H2200 | 175 | EACH | K07
011478981 | AIR SEPARATION SET W600 H2000 | 96 | EACH | K07
011478988 | AIR SEPARATION SET W600/H2000 | 96 | EACH | K07
011478991 | AIR SEPARATION SET W600/H2200 | 122 | EACH | K07
011478998 | AIR SEPARATION SET W600/H2200 | 122 | EACH | K07
011479011 | AIR SEPARATION SET W600H2000 | 133 | EACH | K07
011479018 | AIR SEPARATION SET W600/H2000 | 133 | EACH | K07
011479021 | AIR SEPARATION SET W600/H2200 | 145 | EACH | K07
011479028 | AIR SEPARATION SET W600/H2200 | 145 | EACH | K07
011479041 | AIR SEPARATION SET 19" W800/H2000 | 221 | EACH | K07
011479048 | AIR SEPARATION SET 19" W800/H2000 | 235 | EACH | K07
011479051 | AIR SEPARATION SET 19" W800/H2200 | 235 | EACH | K07
011479058 | AIR SEPARATION SET 19" W800/H2200 | 235 | EACH | K07
011479071 | AIR SEPARATION SET 19" W800/H2000 | 233 | EACH | K07
011479078 | AIR SEPARATION SET 19" W800/H2000 | 242 | EACH | K07
011479081 | AIR SEPARATION SET 19" W800/H2200 | 273 | EACH | K07
011479088 | AIR SEPARATION SET 19" W800/H2200 | 276 | EACH | K07
011479098 | Vertiv Knürr DCM-USA EARTHQUAKE KIT H2000 W600 | 4941 | EACH | K07
011479128 | Vertiv Knürr DCM EARTHQUAKE KIT H2000 W600 | 4241 | EACH | K07
011479211 | Vertiv Knürr DCM SPLIT DOOR H2000 W600 perforated | 438 | EACH | K07
011479218 | Vertiv Knürr DCM SPLIT DOOR H2000 W600 perforated | 438 | EACH | K07
011479221 | Vertiv Knürr DCM SPLIT DOOR H2200 W600 perforated | 490 | EACH | K07
011479228 | Vertiv Knürr DCM SPLIT DOOR H2200 W600 perforated | 490 | EACH | K07
011479291 | Vertiv Knürr DCM SPLIT DOOR H2000 W800 perforated | 475 | EACH | K07
011479298 | Vertiv Knürr DCM SPLIT DOOR H2000 W800 perforated | 475 | EACH | K07
011479301 | Vertiv Knürr DCM SPLIT DOOR H2200 W800 perforated | 490 | EACH | K07
011479308 | Vertiv Knürr DCM SPLIT DOOR H2200 W800 perforated | 490 | EACH | K07
011491019 | FILTER MAT Vertiv Knürr Fan Unit CLASS G2 | 27 | EACH | K07
050412999 | SET DOOR LOCKING | 34 | EACH | K07
011430001001 | Vertiv Knürr DCMCOLO H2000 W800 D1100 w/o SIDEP 3-SEC | 7151 | EACH | K07
011430001002 | Vertiv Knürr DCMCOLO H2000 W800 D1200 w/o SIDEP 3-SEC | 7051 | EACH | K07
011430001003 | Vertiv Knürr DCMCOLO H2200 W800 D1100 w/o SIDEP 3-SEC | 7064 | EACH | K07
011430001004 | Vertiv Knürr DCMCOLO H2200 W800 D1200 w/o SIDEP 3-SEC | 7162 | EACH | K07
011430008001 | Vertiv Knürr DCMCOLO H2000 W800 D1100 w/o SIDEP 3-SEC | 6948 | EACH | K07
011430008002 | Vertiv Knürr DCMCOLO H2000 W800 D1200 w/o SIDEP 3-SEC | 7051 | EACH | K07
011430008003 | Vertiv Knürr DCMCOLO H2200 W800 D1100 w/o SIDEP 3-SEC | 7064 | EACH | K07
011430008004 | Vertiv Knürr DCMCOLO H2200 W800 D1200 w/o SIDEP 3-SEC | 7162 | EACH | K07
011430011001 | Vertiv Knürr DCMCOLO H2000 W800 D1100 w/o SIDEP 2-SEC | 4995 | EACH | K07
011430011002 | Vertiv Knürr DCMCOLO H2000 W800 D1200 w/o SIDEP 2-SEC | 5083 | EACH | K07
011430011003 | Vertiv Knürr DCMCOLO H2200 W800 D1100 w/o SIDEP 2-SEC | 5076 | EACH | K07
011430011004 | Vertiv Knürr DCMCOLO H2200 W800 D1200 w/o SIDEP 2-SEC | 5163 | EACH | K07
011430018001 | Vertiv Knürr DCMCOLO H2000 W800 D1100 w/o SIDEP 2-SEC | 4995 | EACH | K07
011430018002 | Vertiv Knürr DCMCOLO H2000 W800 D1200 w/o SIDEP 2-SEC | 5083 | EACH | K07
011430018003 | Vertiv Knürr DCMCOLO H2200 W800 D1100 w/o SIDEP 2-SEC | 5076 | EACH | K07
011430018004 | Vertiv Knürr DCMCOLO H2200 W800 D1200 w/o SIDEP 2-SEC | 5163 | EACH | K07
011430021001 | Vertiv Knürr DCMCOLO H2000 W800 D1100 w.SIDEP 3-SEC | 7386 | EACH | K07
011430021002 | Vertiv Knürr DCMCOLO H2000 W800 D1200 w.SIDEP 3-SEC | 7484 | EACH | K07
011430021003 | Vertiv Knürr DCMCOLO H2200 W800 D1100 w.SIDEP 3-SEC | 7503 | EACH | K07
011430021004 | Vertiv Knürr DCMCOLO H2200 W800 D1200 w.SIDEP 3-SEC | 7608 | EACH | K07
011430028001 | Vertiv Knürr DCMCOLO H2000 W800 D1100 w.SIDEP 3-SEC | 7386 | EACH | K07
011430028002 | Vertiv Knürr DCMCOLO H2000 W800 D1200 w.SIDEP 3-SEC | 7484 | EACH | K07
011430028003 | Vertiv Knürr DCMCOLO H2200 W800 D1100 w.SIDEP 3-SEC | 7503 | EACH | K07
011430028004 | Vertiv Knürr DCMCOLO H2200 W800 D1200 w.SIDEP 3-SEC | 7608 | EACH | K07
011430031001 | Vertiv Knürr DCMCOLO H2000 W800 D1100 w.SIDEP 2-SEC | 5427 | EACH | K07
011430031002 | Vertiv Knürr DCMCOLO H2000 W800 D1200 w.SIDEP 2-SEC | 5522 | EACH | K07
011430031003 | Vertiv Knürr DCMCOLO H2200 W800 D1100 w.SIDEP 2-SEC | 5514 | EACH | K07
011430031004 | Vertiv Knürr DCMCOLO H2200 W800 D1200 w.SIDEP 2-SEC | 5619 | EACH | K07
011430038001 | Vertiv Knürr DCMCOLO H2000 W800 D1100 w.SIDEP 2-SEC | 5427 | EACH | K07
011430038002 | Vertiv Knürr DCMCOLO H2000 W800 D1200 w.SIDEP 2-SEC | 5522 | EACH | K07
011430038003 | Vertiv Knürr DCMCOLO H2200 W800 D1100 w.SIDEP 2-SEC | 5514 | EACH | K07
011430038004 | Vertiv Knürr DCMCOLO H2200 W800 D1200 w.SIDEP 2-SEC | 5619 | EACH | K07
011431001001 | Part.wall retrofit. 3Compartm.H2000 D1100 | 288 | EACH | K07
011431001002 | Part.wall retrofit. 3Compartm.H2000 D1200 | 301 | EACH | K07
011431001003 | Part.wall retrofit. 3Compartm.H2200 D1100 | 288 | EACH | K07
011431001004 | Part.wall retrofit. 3Compartm.H2200 D1200 | 303 | EACH | K07
011431001005 | Part.wall retrofit. 2Compartm.H2000 D1100 | 304 | EACH | K07
011431001006 | Part.wall retrofit. 2Compartm.H2000 D1200 | 313 | EACH | K07
011431001007 | Part.wall retrofit. 2Compartm.H2200 D1100 | 326 | EACH | K07
011431001008 | Part.wall retrofit. 2Compartm.H2200 D1200 | 336 | EACH | K07
011431008001 | Part.wall retrofit. 3Compartm.H2000 D1100 | 288 | EACH | K07
011431008002 | Part.wall retrofit. 3Compartm.H2000 D1200 | 301 | EACH | K07
011431008003 | Part.wall retrofit. 3Compartm.H2200 D1100 | 288 | EACH | K07
011431008004 | Part.wall retrofit. 3Compartm.H2200 D1200 | 303 | EACH | K07
011431008005 | Part.wall retrofit. 2Compartm.H2000 D1100 | 304 | EACH | K07
011431008006 | Part.wall retrofit. 2Compartm.H2000 D1200 | 313 | EACH | K07
011431008007 | Part.wall retrofit. 2Compartm.H2200 D1100 | 326 | EACH | K07
011431008008 | Part.wall retrofit. 2Compartm.H2200 D1200 | 336 | EACH | K07
011431010001 | Cable duct retrofit short3Compartm.H2000 | 354 | EACH | K07
011431010002 | Cable duct retrofit long 3Compartm.H2000 | 363 | EACH | K07
011431010003 | Cable duct retrofit short3Compartm.H2200 | 386 | EACH | K07
011431010004 | Cable duct retrofit long3Compartm.H2200 | 399 | EACH | K07
011431010005 | Cable duct retrofit 2 Compartm.H2000 | 380 | EACH | K07
011431010006 | Cable duct retrofit 2 Compartm.H2200 | 399 | EACH | K07
011431027001 | 3-point locking system3Compartment | 147 | EACH | K07
011431027002 | 3-point locking system2Compartment | 148 | EACH | K07
011475701002 | Vertiv Knürr DCM SHEET STEEL SPLIT DOOR H2000 W600 | 512 | EACH | K07
011475701003 | Vertiv Knürr DCM SHEET STEEL SPLIT DOOR H2200 W600 | 538 | EACH | K07
011475701010 | Vertiv Knürr DCM SHEET STEEL SPLIT DOOR H2000 W800 | 574 | EACH | K07
011475701011 | Vertiv Knürr DCM SHEET STEEL SPLIT DOOR H2200 W800 | 581 | EACH | K07
011475708002 | Vertiv Knürr DCM SHEET STEEL SPLIT DOOR H2000 W600 | 512 | EACH | K07
011475708003 | Vertiv Knürr DCM SHEET STEEL SPLIT DOOR H2200 W600 | 538 | EACH | K07
011475708010 | Vertiv Knürr DCM SHEET STEEL SPLIT DOOR H2000 W800 | 574 | EACH | K07
011475708011 | Vertiv Knürr DCM SHEET STEEL SPLIT DOOR H2200 W800 | 581 | EACH | K07
011475711002 | Vertiv Knürr DCM GLASS SPLIT DOOR H2000 W600 | 579 | EACH | K07
011475711003 | Vertiv Knürr DCM GLASS SPLIT DOOR H2200 W600 | 597 | EACH | K07
011475711010 | Vertiv Knürr DCM GLASS SPLIT DOOR H2000 W800 | 594 | EACH | K07
011475711011 | Vertiv Knürr DCM GLASS SPLIT DOOR H2200 W800 | 609 | EACH | K07
011475718002 | Vertiv Knürr DCM GLASS SPLIT DOOR H2000 W600 | 569 | EACH | K07
011475718003 | Vertiv Knürr DCM GLASS SPLIT DOOR H2200 W600 | 584 | EACH | K07
011475718010 | Vertiv Knürr DCM GLASS SPLIT DOOR H2000 W800 | 597 | EACH | K07
011475718011 | Vertiv Knürr DCM GLASS SPLIT DOOR H2200 W800 | 609 | EACH | K07
011478711004 | SIDE PANEL DCM/MIR2 COMPL H2000 D600 | 283 | EACH | K07
011478711005 | SIDE PANEL DCM/MIR2 COMPL H2000 D800 | 292 | EACH | K07
011478711007 | SIDE PANEL DCM/MIR2 COMPL H2200 D600 | 298 | EACH | K07
011478711008 | SIDE PANEL DCM/MIR2 COMPL H2200 D800 | 313 | EACH | K07
011478718004 | SIDE PANEL DCM/MIR2 COMPL H2000 D600 | 283 | EACH | K07
011478718005 | SIDE PANEL DCM/MIR2 COMPL H2000 D800 | 297 | EACH | K07
011478718007 | SIDE PANEL DCM/MIR2 COMPL H2200 D600 | 298 | EACH | K07
011478718008 | SIDE PANEL DCM/MIR2 COMPL H2200 D800 | 313 | EACH | K07
011570051022 | Vertiv Knürr MIR2 Network Rack H2000 W800 D600 | 2479 | EACH | K07
011570051024 | Vertiv Knürr MIR2 Network Rack H2000 W800 D800 | 2675 | EACH | K07
011570051026 | Vertiv Knürr MIR2 Network Rack H2000 W800 D1000 | 2866 | EACH | K07
011570051032 | Vertiv Knürr MIR2 Network Rack H2200 W800 D600 | 2621 | EACH | K07
011570051034 | Vertiv Knürr MIR2 Network Rack H2200 W800 D800 | 2831 | EACH | K07
011570051036 | Vertiv Knürr MIR2 Network Rack H2200 W800 D1000 | 2974 | EACH | K07
011570058022 | Vertiv Knürr MIR2 Network Rack H2000 W800 D600 | 2479 | EACH | K07
011570058024 | Vertiv Knürr MIR2 Network Rack H2000 W800 D800 | 2675 | EACH | K07
011570058026 | Vertiv Knürr MIR2 Network Rack H2000 W800 D1000 | 2866 | EACH | K07
011570058032 | Vertiv Knürr MIR2 Network Rack H2200 W800 D600 | 2621 | EACH | K07
011570058034 | Vertiv Knürr MIR2 Network Rack H2200 W800 D800 | 2831 | EACH | K07
011570058036 | Vertiv Knürr MIR2 Network Rack H2200 W800 D1000 | 2974 | EACH | K07
011570071026 | Vertiv Knürr MIR2 Server Rack H2000 W600 D1000 | 2360 | EACH | K07
011570071028 | Vertiv Knürr MIR2 Server Rack H2000 W600 D1200 | 2569 | EACH | K07
011570071036 | Vertiv Knürr MIR2 Server Rack H2200 W600 D1000 | 2360 | EACH | K07
011570071038 | Vertiv Knürr MIR2 Server Rack H2200 W600 D1200 | 2747 | EACH | K07
011570078026 | Vertiv Knürr MIR2 Server Rack H2000 W600 D1000 | 2360 | EACH | K07
011570078028 | Vertiv Knürr MIR2 Server Rack H2000 W600 D1200 | 2569 | EACH | K07
011570078036 | Vertiv Knürr MIR2 Server Rack H2200 W600 D1000 | 2360 | EACH | K07
011570078038 | Vertiv Knürr MIR2 Server Rack H2200 W600 D1200 | 2747 | EACH | K07
011570111026 | Vertiv Knürr MIR2 Server Rack H2000 W800 D1000 | 2546 | EACH | K07
011570111028 | Vertiv Knürr MIR2 Server Rack H2000 W800 D1200 | 2745 | EACH | K07
011570111036 | Vertiv Knürr MIR2 Server Rack H2200 W800 D1000 | 2713 | EACH | K07
011570111038 | Vertiv Knürr MIR2 Server Rack H2200 W800 D1200 | 2964 | EACH | K07
011570118026 | Vertiv Knürr MIR2 Server Rack H2000 W800 D1000 | 2546 | EACH | K07
011570118028 | Vertiv Knürr MIR2 Server Rack H2000 W800 D1200 | 2745 | EACH | K07
011570118036 | Vertiv Knürr MIR2 Server Rack H2200 W800 D1000 | 2713 | EACH | K07
011570118038 | Vertiv Knürr MIR2 Server Rack H2200 W800 D1200 | 2964 | EACH | K07
011570159001 | GROUNDING SET SIDE PANEL/BACKSIDE PANEL | 33 | EACH | K07
011570159002 | GROUNDING SET TOP COVER Vertiv Knürr DCM MIR2.0 | 44 | EACH | K07
011570159003 | GROUNDING SET DOOR Vertiv Knürr DCM MIR2.0 | 45 | EACH | K07
011570159004 | GROUNDING SET SPLIT DOOR Vertiv Knürr DCM MIR2.0 | 51 | EACH | K07
011570169001 | BRUSH STRIP F.D800 SETa4PCS L399MM BH70 | 71 | EACH | K07
011570169003 | BRUSH STRIP F.D1000 SETa4PCS L599MM BH70 | 83 | EACH | K07
011570169004 | BRUSH STRIP F.D1100 SETa4PCS L699MM BH70 | 85 | EACH | K07
011570169005 | BRUSH STRIP F.D1200 SETa4PCS L799MM BH70 | 91 | EACH | K07
011570250001 | BOTTOM COVER W600 L155 PERFORATED | 156 | EACH | K07
011570250003 | BOTTOM COVER W800 L155 PERFORATED | 160 | EACH | K07
011570400001 | BOTTOM COVER SET CLOSED W600 D800 | 108 | EACH | K07
011570400003 | BOTTOM COVER SET CLOSED W600 D1000 | 133 | EACH | K07
011570400004 | BOTTOM COVER SET CLOSED W600 D1100 | 150 | EACH | K07
011570400005 | BOTTOM COVER SET CLOSED W600 D1200 | 161 | EACH | K07
011570400006 | BOTTOM COVER SET CLOSED W800 D800 | 119 | EACH | K07
011570400008 | BOTTOM COVER SET CLOSED W800 D1000 | 147 | EACH | K07
011570400009 | BOTTOM COVER SET CLOSED W800 D1100 | 169 | EACH | K07
011570400010 | BOTTOM COVER SET CLOSED W800 D1200 | 176 | EACH | K07
011570410001 | BOTTOM COVER SET W600 D800 CE | 197 | EACH | K07
011570410003 | BOTTOM COVER SET W800 D800 CE | 203 | EACH | K07
011570420001 | BOTTOM COVER SET W600 D800 CPL CLOSED CASTOR | 127 | EACH | K07
011570420003 | BOTTOM COVER SET W800 D800 CPL CLOSED CASTOR | 139 | EACH | K07
011570430001 | BOTTOM COVER SET + CE LE/ RI W800 D800 | 256 | EACH | K07
011570430003 | BOTTOM COVER SET + CE LE/ RI W800 D1000 | 261 | EACH | K07
011570430004 | BOTTOM COVER SET + CE LE/ RI W800 D1100 | 266 | EACH | K07
011570430005 | BOTTOM COVER SET + CE LE/ RI W800 D1200 | 271 | EACH | K07
011570450001 | BOTTOM SET STAT.W600 D800 CE REAR WITH BS | 178 | EACH | K07
011570450003 | BOTTOM SET STAT.W600 D1000 CE REAR WITH BS | 204 | EACH | K07
011570450004 | BOTTOM SET STAT.W600 D1100 CE REAR WITH BS | 225 | EACH | K07
011570450005 | BOTTOM SET STAT.W600 D1200 CE REAR WITH BS | 233 | EACH | K07
011570450006 | BOTTOM SET STAT.W800 D800 CE REAR WITH BS | 192 | EACH | K07
011570450008 | BOTTOM SET STAT.W800 D1000 CE REAR WITH BS | 247 | EACH | K07
011570450009 | BOTTOM SET STAT.W800D1100 CE REAR WITH BS | 266 | EACH | K07
011570450010 | BOTTOM SET STAT.W800 D1200 CE REAR WITH BS | 285 | EACH | K07
011570501001 | TOP COVER CLOSED+CE REAR CPL. W600 D1000 | 208 | EACH | K07
011570501002 | TOP COVER CLOSED+CE REAR W600 D1100 | 218 | EACH | K07
011570501003 | TOP COVER CLOSED+CE REAR W600 D1200 | 221 | EACH | K07
011570501004 | TOP COVER CLOSED+CE REAR W800 D1000 | 225 | EACH | K07
011570501005 | TOP COVER CLOSED+CE REAR W800 D1100 | 237 | EACH | K07
011570501006 | TOP COVER CLOSED+CE REAR W800 D1200 | 239 | EACH | K07
011570501007 | TOP COVER CLOSED+CE REAR CPL. W600 D600 | 194 | EACH | K07
011570501008 | TOP COVER CLOSED+CE REAR CPL. W600 D800 | 200 | EACH | K07
011570501011 | TOP COVER CLOSED+CE REAR CPL. W800 D600 | 206 | EACH | K07
011570501012 | TOP COVER CLOSED+CE REAR CPL. W800 D800 | 213 | EACH | K07
011570508001 | TOP COVER CLOSED+CE REAR CPL. W600 D1000 | 208 | EACH | K07
011570508002 | TOP COVER CLOSED+CE REAR W600 D1100 | 218 | EACH | K07
011570508003 | TOP COVER CLOSED+CE REAR W600 D1200 | 221 | EACH | K07
011570508004 | TOP COVER CLOSED+CE REAR W800 D1000 | 225 | EACH | K07
011570508005 | TOP COVER CLOSED+CE REAR W800 D1100 | 237 | EACH | K07
011570508006 | TOP COVER CLOSED+CE REAR W800 D1200 | 239 | EACH | K07
011570508007 | TOP COVER CLOSED+CE REAR CPL. W600 D600 | 194 | EACH | K07
011570508008 | TOP COVER CLOSED+CE REAR CPL. W600 D800 | 200 | EACH | K07
011570508011 | TOP COVER CLOSED+CE REAR CPL. W800 D600 | 206 | EACH | K07
011570508012 | TOP COVER CLOSED+CE REAR CPL. W800 D800 | 213 | EACH | K07
011570511001 | TOP RAISED COVER W.DIST.W600 D600 CE REAR | 231 | EACH | K07
011570511002 | TOP RAISED COVER W.DIST.W600 D800 CE REAR | 234 | EACH | K07
011570511004 | TOP RAISED COVER W.DIST.W600 D1000 CE REAR | 239 | EACH | K07
011570511005 | TOP RAISED COVER W.DIST.W800 D600 CE REAR | 231 | EACH | K07
011570511006 | TOP RAISED COVER W.DIST.W800 D800 CE REAR | 234 | EACH | K07
011570511008 | TOP RAISED COVER W.DIST.W800 D1000CE REAR | 258 | EACH | K07
011570511009 | TOP RAISED COVER W.DIST.W800 D1100 CE REAR | 260 | EACH | K07
011570511010 | TOP RAISED COVER W.DIST.W800 D1200 CE REAR | 267 | EACH | K07
011570511011 | TOP RAISED COVER W.DIST.W600 D1100 CE REAR | 244 | EACH | K07
011570511012 | TOP RAISED COVER W.DIST.W600 D1200 CE REAR | 249 | EACH | K07
011570518001 | TOP RAISED COVER W.DIST.W600 D600 CE REAR | 231 | EACH | K07
011570518002 | TOP RAISED COVER W.DIST.W600 D800 CE REAR | 234 | EACH | K07
011570518004 | TOP RAISED COVER W.DIST.W600 D1000 CE REAR | 239 | EACH | K07
011570518005 | TOP RAISED COVER W.DIST.W800D600 CE REAR | 231 | EACH | K07
011570518006 | TOP RAISED COVER W.DIST.W800D800 CE REAR | 234 | EACH | K07
011570518008 | TOP RAISED COVER W.DIST.W800 D1000 CE REAR | 258 | EACH | K07
011570518009 | TOP RAISED COVER W.DIST.W800 D1100 CE REAR | 260 | EACH | K07
011570518010 | TOP RAISED COVER W.DIST.W800 D1200 CE REAR | 267 | EACH | K07
011570518011 | TOP RAISED COVER W.DIST.W600 D1100 CE REAR | 244 | EACH | K07
011570518012 | TOP RAISED COVER W.DIST.W600 D1200 CE REAR | 252 | EACH | K07
011570521001 | TOP RAISED COVER W.DIST.W800 D1000 CE REAR | 232 | EACH | K07
011570521003 | TOP FAN COVER CPL.W600 D1000 CE REAR | 234 | EACH | K07
011570521004 | TOP FAN COVER CPL.W800 D800 CE REAR | 249 | EACH | K07
011570521006 | TOP FAN COVER CPL.W800 D1000 CE REAR | 243 | EACH | K07
011570521007 | TOP FAN COVER CPL.W600 D1100 CE REAR | 252 | EACH | K07
011570521008 | TOP FAN COVER CPL.W600 D1200 CE REAR | 256 | EACH | K07
011570521009 | TOP FAN COVER CPL.W800 D1100 CE REAR | 260 | EACH | K07
011570521010 | TOP FAN COVER CPL.W800 D1200 CE REAR | 273 | EACH | K07
011570528001 | TOP RAISED COVER W.DIST.W800 D1000 CE REAR | 232 | EACH | K07
011570528003 | TOP FAN COVER CPL.W600 D1000 CE REAR | 234 | EACH | K07
011570528004 | TOP FAN COVER CPL.W800 D800 CE REAR | 249 | EACH | K07
011570528006 | TOP FAN COVER CPL.W800 D1000 CE REAR | 253 | EACH | K07
011570528007 | TOP FAN COVER CPL.W600 D1100 CE REAR | 237 | EACH | K07
011570528008 | TOP FAN COVER CPL.W600 D1200 CE REAR | 244 | EACH | K07
011570528009 | TOP FAN COVER CPL.W800 D1100 CE REAR | 260 | EACH | K07
011570528010 | TOP FAN COVER CPL.W800 D1200 CE REAR | 267 | EACH | K07
011570551001 | PLINTH 100mm hight, W600 D600 | 219 | EACH | K07
011570551002 | PLINTH 100mm hight, W600 D800 | 213 | EACH | K07
011570551007 | PLINTH 100mm hight, W800 D600 | 242 | EACH | K07
011570551008 | PLINTH 100mm hight, W800 D800 | 250 | EACH | K07
011570558001 | PLINTH 100mm hight, W600 D600 | 219 | EACH | K07
011570558002 | PLINTH 100mm hight, W600 D800 | 226 | EACH | K07
011570558007 | PLINTH 100mm hight, W800 D600 | 242 | EACH | K07
011570558008 | PLINTH 100mm hight, W800 D800 | 250 | EACH | K07
011570561001 | PLINTH H200 LAN W600 D600 | 329 | EACH | K07
011570561002 | PLINTH H200 LAN W600 D800 | 336 | EACH | K07
011570561007 | PLINTH H200 W800 D600 | 346 | EACH | K07
011570561008 | PLINTH H200 W800 D800 | 354 | EACH | K07
011570568001 | PLINTH H200 LAN W600 D600 | 329 | EACH | K07
011570568002 | PLINTH H200 LAN W600 D800 | 336 | EACH | K07
011570568007 | PLINTH H200 W800 D600 | 346 | EACH | K07
011570568008 | PLINTH H200 W800 D800 | 354 | EACH | K07
011570601001 | PLINTH H100 LAN W600 D600 WITH VENTS | 229 | EACH | K07
011570601002 | PLINTH H100 LAN W600 D800 WITH VENTS | 229 | EACH | K07
011570601004 | PLINTH H100 LAN W600 D1000 WITH VENTS | 246 | EACH | K07
011570601005 | PLINTH H100 LAN W600 D1100 WITH VENTS | 261 | EACH | K07
011570601006 | PLINTH H100 LAN W600 D1200 WITH VENTS | 279 | EACH | K07
011570601007 | PLINTH H100 LAN W800 D600 WITH VENTS | 257 | EACH | K07
011570601008 | PLINTH H100 LAN W800 D800 WITH VENTS | 266 | EACH | K07
011570601010 | PLINTH H100 LAN W800 D1000 WITH VENTS | 274 | EACH | K07
011570601011 | PLINTH H100 LAN W800 D1100 WITH VENTS | 291 | EACH | K07
011570601012 | PLINTH H100 LAN W800 D1200 WITH VENTS | 311 | EACH | K07
011570608001 | PLINTH H100 LAN W600 D600 WITH VENTS | 229 | EACH | K07
011570608002 | PLINTH H100 LAN W600 D800 WITH VENTS | 237 | EACH | K07
011570608004 | PLINTH H100 LAN W600 D1000 WITH VENTS | 246 | EACH | K07
011570608005 | PLINTH H100 LAN W600 D1100 WITH VENTS | 261 | EACH | K07
011570608006 | PLINTH H100 LAN W600 D1200 WITH VENTS | 268 | EACH | K07
011570608007 | PLINTH H100 LAN W800 D600 WITH VENTS | 257 | EACH | K07
011570608008 | PLINTH H100 LAN W800 D800 WITH VENTS | 266 | EACH | K07
011570608010 | PLINTH H100 LAN W800 D1000 WITH VENTS | 274 | EACH | K07
011570608011 | PLINTH H100 LAN W800 D1100 WITH VENTS | 291 | EACH | K07
011570608012 | PLINTH H100 LAN W800 D1200 WITH VENTS | 311 | EACH | K07
011570651001 | PLINTH H200 LAN W600 D600 WITH VENTS | 349 | EACH | K07
011570651002 | PLINTH H200 LAN W600 D800 WITH VENTS | 357 | EACH | K07
011570651004 | PLINTH H200 LAN W600 D1000 WITH VENTS | 365 | EACH | K07
011570651005 | PLINTH H200 LAN W600 D1100 WITH VENTS | 386 | EACH | K07
011570651006 | PLINTH H200 LAN W600 D1200 WITH VENTS | 411 | EACH | K07
011570651007 | PLINTH H200 LAN W800 D600 WITH VENTS | 382 | EACH | K07
011570651008 | PLINTH H200 LAN W800 D800 WITH VENTS | 377 | EACH | K07
011570651010 | PLINTH H200 LAN W800 D1000 WITH VENTS | 383 | EACH | K07
011570651011 | PLINTH H200 LAN W800 D1100 WITH VENTS | 407 | EACH | K07
011570651012 | PLINTH H200 LAN W800 D1200 WITH VENTS | 427 | EACH | K07
011570658001 | PLINTH H200 LAN W600 D600 WITH VENTS | 349 | EACH | K07
011570658002 | PLINTH H200 LAN W600 D800 WITH VENTS | 357 | EACH | K07
011570658004 | PLINTH H200 LAN W600 D1000 WITH VENTS | 365 | EACH | K07
011570658005 | PLINTH H200 LAN W600 D1100 WITH VENTS | 386 | EACH | K07
011570658006 | PLINTH H200 LAN W600 D1200 WITH VENTS | 411 | EACH | K07
011570658007 | PLINTH H200 LAN W800 D600 WITH VENTS | 382 | EACH | K07
011570658008 | PLINTH H200 LAN W800 D800 WITH VENTS | 377 | EACH | K07
011570658010 | PLINTH H200 LAN W800 D1000 WITH VENTS | 383 | EACH | K07
011570658011 | PLINTH H200 LAN W800 D1100 WITH VENTS | 407 | EACH | K07
011570658012 | PLINTH H200 LAN W800 D1200 WITH VENTS | 427 | EACH | K07
011570731001 | CASTER BRACKET W600 SET FRONT/REAR | 409 | EACH | K07
011570731003 | CASTER BRACKET W800 SET FRONT/REAR | 436 | EACH | K07
011570738001 | CASTER BRACKET W600 SET FRONT/REAR | 409 | EACH | K07
011570738003 | CASTER BRACKET W800 SET FRONT/REAR | 436 | EACH | K07
011570801003 | REAR PANEL Vertiv Knürr DCM/MIR2 CPL H2000 D600 | 212 | EACH | K07
011570801004 | REAR PANEL Vertiv Knürr DCM/MIR2 CPL H2000 D800 | 219 | EACH | K07
011570801005 | REAR PANEL Vertiv Knürr DCM/MIR2 CPL H2200 D600 | 205 | EACH | K07
011570801006 | REAR PANEL Vertiv Knürr DCM/MIR2 CPL H2200 D800 | 266 | EACH | K07
011570808003 | REAR PANEL Vertiv Knürr DCM/MIR2 CPL H2000 D600 | 213 | EACH | K07
011570808004 | REAR PANEL Vertiv Knürr DCM/MIR2 CPL H2000 D800 | 220 | EACH | K07
011570808005 | REAR PANEL Vertiv Knürr DCM/MIR2 CPL H2200 D600 | 220 | EACH | K07
011570808006 | REAR PANEL Vertiv Knürr DCM/MIR2 CPL H2200 D800 | 296 | EACH | K07
011570901007 | GLASS SINGLE DOOR H2000 W600 180° ANGLE | 503 | EACH | K07
011570901009 | GLASS SINGLE DOOR H2000 W800 180° ANGLE | 520 | EACH | K07
011570901010 | GLASS SINGLE DOOR H2200 W600 180° ANGLE | 525 | EACH | K07
011570901012 | GLASS SINGLE DOOR H2200 W800 180° ANGLE | 540 | EACH | K07
011570908007 | GLASS SINGLE DOOR H2000 W600 180° ANGLE | 503 | EACH | K07
011570908009 | GLASS SINGLE DOOR H2000 W800 180° ANGLE | 520 | EACH | K07
011570908010 | GLASS SINGLE DOOR H2200 W600 180° ANGLE | 525 | EACH | K07
011570908012 | GLASS SINGLE DOOR H2200 W800 180° ANGLE | 540 | EACH | K07
011570911007 | GLASS DOUBLE DOOR H2000 W600 180° ANGLE | 562 | EACH | K07
011570911009 | GLASS DOUBLE DOOR H2000 W800 180° ANGLE | 594 | EACH | K07
011570911010 | GLASS DOUBLE DOOR H2200 W600 180° ANGLE | 576 | EACH | K07
011570911012 | GLASS DOUBLE DOOR H2200 W800 180° ANGLE | 580 | EACH | K07
011570918007 | GLASS DOUBLE DOOR H2000 W600 180° ANGLE | 562 | EACH | K07
011570918009 | GLASS DOUBLE DOOR H2000 W800 180° ANGLE | 594 | EACH | K07
011570918010 | GLASS DOUBLE DOOR H2200 W600 180° ANGLE | 576 | EACH | K07
011570918012 | GLASS DOUBLE DOOR H2200 W800 180° ANGLE | 580 | EACH | K07
011570921007 | PERFORATED SINGLE DOOR H2000 W600 180° | 427 | EACH | K07
011570921009 | PERFORATED SINGLE DOOR H2000 W800 180° | 451 | EACH | K07
011570921010 | PERFORATED SINGLE DOOR H2200 W600 180° | 446 | EACH | K07
011570921012 | PERFORATED SINGLE DOOR H2200 W800 180° | 477 | EACH | K07
011570928007 | PERFORATED SINGLE DOOR H2000 W600 180° | 427 | EACH | K07
011570928009 | PERFORATED SINGLE DOOR H2000 W800 180° | 451 | EACH | K07
011570928010 | PERFORATED SINGLE DOOR H2200 W600 180° | 446 | EACH | K07
011570928012 | PERFORATED SINGLE DOOR H2200 W800 180° | 477 | EACH | K07
011570931007 | PERFORATED DOUBLE DOOR H2000 W600 180° | 477 | EACH | K07
011570931009 | PERFORATED DOUBLE DOOR H2000 W800 180° | 521 | EACH | K07
011570931010 | PERFORATED DOUBLE DOOR H2200 W600 180° | 507 | EACH | K07
011570931012 | PERFORATED DOUBLE DOOR H2200 W800 180° | 521 | EACH | K07
011570938007 | PERFORATED DOUBLE DOOR H2000 W600 180° | 477 | EACH | K07
011570938009 | PERFORATED DOUBLE DOOR H2000 W800 180° | 521 | EACH | K07
011570938010 | PERFORATED DOUBLE DOOR H2200 W600 180° | 507 | EACH | K07
011570938012 | PERFORATED DOUBLE DOOR H2200 W800 180° | 521 | EACH | K07
011570941007 | STEEL SINGLE DOOR H2000 W600 180° ANGLE | 441 | EACH | K07
011570941009 | STEEL SINGLE DOOR H2000 W800 180° ANGLE | 468 | EACH | K07
011570941010 | STEEL SINGLE DOOR H2200 W600 180° ANGLE | 454 | EACH | K07
011570941012 | STEEL SINGLE DOOR H2200 W800 180° ANGLE | 488 | EACH | K07
011570948007 | STEEL SINGLE DOOR H2000 W600 180° ANGLE | 441 | EACH | K07
011570948009 | STEEL SINGLE DOOR H2000 W800 180° ANGLE | 468 | EACH | K07
011570948010 | STEEL SINGLE DOOR H2200 W600 180° ANGLE | 454 | EACH | K07
011570948012 | STEEL SINGLE DOOR H2200 W800 180° ANGLE | 488 | EACH | K07
011570951007 | STEEL DOUBLE DOOR H2000 W600 180° ANGLE | 460 | EACH | K07
011570951009 | STEEL DOUBLE DOOR H2000 W800 180° ANGLE | 519 | EACH | K07
011570951010 | STEEL DOUBLE DOOR H2200 W600 180° ANGLE | 498 | EACH | K07
011570951012 | STEEL DOUBLE DOOR H2200 W800 180° ANGLE | 590 | EACH | K07
011570958007 | STEEL DOUBLE DOOR H2000 W600 180° ANGLE | 460 | EACH | K07
011570958009 | STEEL DOUBLE DOOR H2000 W800 180° ANGLE | 519 | EACH | K07
011570958010 | STEEL DOUBLE DOOR H2200 W600 180° ANGLE | 498 | EACH | K07
011570958012 | STEEL DOUBLE DOOR H2200 W800 180° ANGLE | 590 | EACH | K07
011571020003 | 19"-LAN T-Slot, W600, H2000 42U, without cross beam, front and back side | 172 | EACH | K07
011571020004 | 19"-LAN T-Slot, W600, H2200 47U, without cross beam, front and back side | 200 | EACH | K07
011571050003 | 19"-LAN T-Slot, W800, H2000 42U, with cross beam, front side | 292 | EACH | K07
011571050004 | 19"-LAN T-Slot, W800, H2200 47U, with cross beam, front side | 320 | EACH | K07
011571060003 | 19"-LAN T-Slot, W800, H2000 42U, without cross beam, back side | 277 | EACH | K07
011571060004 | 19"-LAN T-Slot, W800, H2200 47U, without cross beam, back side | 300 | EACH | K07
011571107003 | 19" VERTICAL EXTRUSION MOUNTING HOLES | 149 | EACH | K07
011571107004 | 19" VERTICAL EXTRUSION MOUNTING HOLES | 179 | EACH | K07
011571137003 | 19" VERTICAL EXTRUSION MOUNTING HOLES | 272 | EACH | K07
011571137004 | 19" VERTICAL EXTRUSION MOUNTING HOLES | 299 | EACH | K07
011571147003 | 19" VERTICAL EXTRUSION H2000 | 252 | EACH | K07
011571147004 | 19" VERTICAL EXTRUSION H2200 | 284 | EACH | K07
011571301003 | SWING FRAME W800 H2000 | 584 | EACH | K07
011571301004 | SWING FRAME W800 H2200 | 607 | EACH | K07
011571308003 | SWING FRAME W800 H2000 | 584 | EACH | K07
011571308004 | SWING FRAME W800 H2200 | 602 | EACH | K07
011571401001 | WALL BRACKET L739.5 | 144 | EACH | K07
011571408001 | WALL BRACKET L739.5 | 144 | EACH | K07
DB6GCGSSCFBXXX8 | Vertiv Knürr DCM STAT. WITH SIDE PANEL H2000 W600 D1200 | 2900 | EACH | K07
DB6GCGSSCFXXXX8 | Vertiv Knürr DCM STAT.NO SIDE PANEL H2000 W600 D1200 | 2269 | EACH | K07
DB6GCGSSCRBXXX8 | Vertiv Knürr DCM MOB. WITH SIDE PANEL H2000 W600 D1200 | 3240 | EACH | K07
DB6GCGSSCRXXXX8 | Vertiv Knürr DCM MOB. NO SIDE PANEL H2000 W600 D1200 | 2611 | EACH | K07
DB6GCGSSEFXXAX1 | Vertiv Knürr DCM 42HE W600mm D1200 | 2302 | EACH | K07
DB6GCGSSEFXXAX8 | Vertiv Knürr DCM 42HE W600mm D1200 | 2302 | EACH | K07
DB6GXXSSXFXXAXX | Vertiv Knürr DCM 42HE W600mm D1200 | 1561 | EACH | K07
DB8GCCASEFXXAX1 | Vertiv Knürr DCM 42HE W800mm D1200 | 2801 | EACH | K07
DB8GCCASEFXXAX8 | Vertiv Knürr DCM 42HE W800mm D1200 | 2801 | EACH | K07
DB8GCGASEFXXAX1 | Vertiv Knürr DCM 42HE W800mm D1200 | 2840 | EACH | K07
DB8GCGASEFXXAX8 | Vertiv Knürr DCM 42HE W800mm D1200 | 2840 | EACH | K07
DB8GCGCSEFXXGX1 | Vertiv Knürr DCM 42HE W800mm D1200 | 2940 | EACH | K07
DB8GCGCSEFXXGX8 | Vertiv Knürr DCM 42HE W800mm D1200 | 2940 | EACH | K07
DB8GCGSSCFBXXX8 | Vertiv Knürr DCM STAT. WITH SIDE PANEL H2000 W800 D1200 | 3139 | EACH | K07
DB8GCGSSCFXXXX8 | Vertiv Knürr DCM STAT.NO SIDE PANEL H2000 W800 D1200 | 2509 | EACH | K07
DB8GXXSSXFXXAXX | Vertiv Knürr DCM 42HE W800mm D1200 | 1553 | EACH | K07
DD6GCGSSCFBXXX8 | Vertiv Knürr DCM STAT. WITH SIDE PANEL H2200 W600 D1200 | 3112 | EACH | K07
DD6GCGSSCFXXXX8 | Vertiv Knürr DCM STAT.NO SIDE PANEL H2200 W600 D1200 | 2412 | EACH | K07
DD6GCGSSEFXXAX1 | Vertiv Knürr DCM 47HE W600mm D1200 | 2444 | EACH | K07
DD6GCGSSEFXXAX8 | Vertiv Knürr DCM 47HE W600mm D1200 | 2444 | EACH | K07
DD6GXXSSXFXXAXX | Vertiv Knürr DCM 47HE W600mm D1200 | 1392 | EACH | K07
DD8GCGASEFXXAX1 | Vertiv Knürr DCM 47HE W800mm D1200 | 3006 | EACH | K07
DD8GCGASEFXXAX8 | Vertiv Knürr DCM 47HE W800mm D1200 | 3006 | EACH | K07
DD8GCGCSEFXXGX1 | Vertiv Knürr DCM 47HE W800mm D1200 | 3111 | EACH | K07
DD8GCGCSEFXXGX8 | Vertiv Knürr DCM 47HE W800mm D1200 | 3111 | EACH | K07
DD8GCGSSCFBXXX8 | Vertiv Knürr DCM STAT. WITH SIDE PANEL H2200 W800 D1200 | 3366 | EACH | K07
DD8GCGSSCFXXXX8 | Vertiv Knürr DCM STAT.NO SIDE PANEL H2200 W800 D1200 | 2666 | EACH | K07
DD8GCGSSCRBXXX8 | Vertiv Knürr DCM MOB. WITH SIDE PANEL H2200 W800 D1200 | 3735 | EACH | K07
DD8GCGSSCRXXXX8 | Vertiv Knürr DCM MOB. NO SIDE PANEL H2200 W800 D1200 | 3034 | EACH | K07
DD8GXXSSXFXXAXX | Vertiv Knürr DCM 47HE W800mm D1200 | 1616 | EACH | K07
NB8CABHHBGXXTX1 | Vertiv Knürr MIR2 42HE W800mm D800mm | 2250 | EACH | K07
NB8CABHHBGXXTX8 | Vertiv Knürr MIR2 42HE W800mm D800mm | 2250 | EACH | K07
NB8CABTTBGXXTX1 | Vertiv Knürr MIR2 42HE W800mm D800mm | 2423 | EACH | K07
NB8CABTTBGXXTX8 | Vertiv Knürr MIR2 42HE W800mm D800mm | 2423 | EACH | K07
NB8CAFHHBGXXTX1 | Vertiv Knürr MIR2 42HE W800mm D800mm | 2470 | EACH | K07
NB8CAFHHBGXXTX8 | Vertiv Knürr MIR2 42HE W800mm D800mm | 2470 | EACH | K07
NB8CAFTTBGXXTX1 | Vertiv Knürr MIR2 42HE W800mm D800mm | 2642 | EACH | K07
NB8CAFTTBGXXTX8 | Vertiv Knürr MIR2 42HE W800mm D800mm | 2642 | EACH | K07
NB8CCGHHEFXXTX1 | Vertiv Knürr MIR2 42HE W800mm D800mm | 2061 | EACH | K07
NB8CCGHHEFXXTX8 | Vertiv Knürr MIR2 42HE W800mm D800mm | 2061 | EACH | K07
NB8CCGTTEFXXTX1 | Vertiv Knürr MIR2 42HE W800mm D800mm | 2233 | EACH | K07
NB8CCGTTEFXXTX8 | Vertiv Knürr MIR2 42HE W800mm D800mm | 2233 | EACH | K07
NB8EAFHHBGXXUX1 | Vertiv Knürr MIR2 42HE W800mm D1000mm | 2587 | EACH | K07
NB8EAFHHBGXXUX8 | Vertiv Knürr MIR2 42HE W800mm D1000mm | 2587 | EACH | K07
NB8ECGASEFXXAX1 | Vertiv Knürr MIR2 42HE W800mm D1000mm | 2445 | EACH | K07
NB8ECGASEFXXAX8 | Vertiv Knürr MIR2 42HE W800mm D1000mm | 2445 | EACH | K07
NB8ECGHHEFXXUX1 | Vertiv Knürr MIR2 42HE W800mm D1000mm | 2130 | EACH | K07
NB8ECGHHEFXXUX8 | Vertiv Knürr MIR2 42HE W800mm D1000mm | 2130 | EACH | K07
NB8ECGTTEFXXUX1 | Vertiv Knürr MIR2 42HE W800mm D1000mm | 2303 | EACH | K07
NB8ECGTTEFXXUX8 | Vertiv Knürr MIR2 42HE W800mm D1000mm | 2303 | EACH | K07
NB8EXXSSXFXXDXX | Vertiv Knürr MIR2 42HE W800mm D1000mm | 1164 | EACH | K07
NB8GCGASEFXXAX1 | Vertiv Knürr MIR2 42HE W800mm D1200mm | 2483 | EACH | K07
NB8GCGASEFXXAX8 | Vertiv Knürr MIR2 42HE W800mm D1200mm | 2483 | EACH | K07
NB8GCGCSEFXXGX1 | Vertiv Knürr MIR2 42HE W800mm D1200mm | 2862 | EACH | K07
NB8GCGCSEFXXGX8 | Vertiv Knürr MIR2 42HE W800mm D1200mm | 2862 | EACH | K07
NB8GXXSSXFXXDXX | Vertiv Knürr MIR2 42HE W800mm D1200mm | 1196 | EACH | K07
ND8CABHHBGXXTX1 | Vertiv Knürr MIR2 47HE W800mm D800mm | 2364 | EACH | K07
ND8CABHHBGXXTX8 | Vertiv Knürr MIR2 47HE W800mm D800mm | 2364 | EACH | K07
ND8CABTTBGXXTX1 | Vertiv Knürr MIR2 47HE W800mm D800mm | 2565 | EACH | K07
ND8CABTTBGXXTX8 | Vertiv Knürr MIR2 47HE W800mm D800mm | 2565 | EACH | K07
ND8CAFHHBGXXTX1 | Vertiv Knürr MIR2 47HE W800mm D800mm | 2635 | EACH | K07
ND8CAFHHBGXXTX8 | Vertiv Knürr MIR2 47HE W800mm D800mm | 2635 | EACH | K07
ND8CAFTTBGXXTX1 | Vertiv Knürr MIR2 47HE W800mm D800mm | 2836 | EACH | K07
ND8CAFTTBGXXTX8 | Vertiv Knürr MIR2 47HE W800mm D800mm | 2836 | EACH | K07
ND8CCGHHEFXXTX1 | Vertiv Knürr MIR2 47HE W800mm D800mm | 2205 | EACH | K07
ND8CCGHHEFXXTX8 | Vertiv Knürr MIR2 47HE W800mm D800mm | 2205 | EACH | K07
ND8CCGTTEFXXTX1 | Vertiv Knürr MIR2 47HE W800mm D800mm | 2405 | EACH | K07
ND8CCGTTEFXXTX8 | Vertiv Knürr MIR2 47HE W800mm D800mm | 2405 | EACH | K07
ND8EAFHHBGXXUX1 | Vertiv Knürr MIR2 47HE W800mm D1000mm | 2751 | EACH | K07
ND8EAFHHBGXXUX8 | Vertiv Knürr MIR2 47HE W800mm D1000mm | 2751 | EACH | K07
ND8ECGASEFXXAX1 | Vertiv Knürr MIR2 47HE W800mm D1000mm | 2598 | EACH | K07
ND8ECGASEFXXAX8 | Vertiv Knürr MIR2 47HE W800mm D1000mm | 2598 | EACH | K07
ND8ECGHHEFXXUX1 | Vertiv Knürr MIR2 47HE W800mm D1000mm | 2274 | EACH | K07
ND8ECGHHEFXXUX8 | Vertiv Knürr MIR2 47HE W800mm D1000mm | 2274 | EACH | K07
ND8EXXSSXFXXDXX | Vertiv Knürr MIR2 47HE W800mm D1000mm | 1215 | EACH | K07
ND8GCGASEFXXAX1 | Vertiv Knürr MIR2 47HE W800mm D1200mm | 2638 | EACH | K07
ND8GCGASEFXXAX8 | Vertiv Knürr MIR2 47HE W800mm D1200mm | 2638 | EACH | K07
ND8GCGCSEFXXGX1 | Vertiv Knürr MIR2 47HE W800mm D1200mm | 3020 | EACH | K07
ND8GCGCSEFXXGX8 | Vertiv Knürr MIR2 47HE W800mm D1200mm | 3020 | EACH | K07
ND8GXXSSXFXXDXX | Vertiv Knürr MIR2 47HE W800mm D1000mm | 1248 | EACH | K07
011571508001 | DCM DEPTH EXTENSION KIT 300MM H2000 W600 | 1419 | EACH | K07
011571508002 | DCM DEPTH EXTENSION KIT 300MM H2200 W600 | 1433 | EACH | K07
011571508004 | DCM DEPTH EXTENSION KIT 300MM H2000 W800 | 1434 | EACH | K07
011571508005 | DCM DEPTH EXTENSION KIT 300MM H2200 W800 | 1476 | EACH | K07
011571501001 | DCM DEPTH EXTENSION KIT 300MM H2000 W600 | 1419 | EACH | K07
011571501002 | DCM DEPTH EXTENSION KIT 300MM H2200 W600 | 1433 | EACH | K07
011571501004 | DCM DEPTH EXTENSION KIT 300MM H2000 W800 | 1434 | EACH | K07
011571501005 | DCM DEPTH EXTENSION KIT 300MM H2200 W800 | 1476 | EACH | K07
011475071001 | Support bracket stationary, W600 mm, H27 mm, D300 mm, RAL 7035 | 175 | EACH | K07
011475071003 | Support bracket stationary, W800 mm, H27 mm, D300 mm, RAL 7035 | 181 | EACH | K07
011475078001 | Support bracket stationary, W600 mm, H27 mm, D300 mm, RAL 7021 | 175 | EACH | K07
011475078003 | Support bracket stationary, W800 mm, H27 mm, D300 mm, RAL 7021 | 181 | EACH | K07
011478711014 | Side Panel Extension Kit compl H2000 D300 | 167 | EACH | K07
011478711015 | Side Panel Extension Kit compl H2200 D300 | 181 | EACH | K07
011478718014 | Side Panel Extension Kit compl H2000 D300 | 167 | EACH | K07
011478718015 | Side Panel Extension Kit compl H2200 D300 | 181 | EACH | K07
011570260001 | BOTTOM COVER SET W600/D300 CE | 200 | EACH | K07
011570260003 | BOTTOM COVER SET W800/D300 CE | 200 | EACH | K07
011570491001 | Top Cover Closed+CE rear W600 D300 | 125 | EACH | K07
011570491003 | Top Cover Closed+CE rear W800 D300 | 130 | EACH | K07
011570498001 | Top Cover Closed+CE rear W600 D300 | 125 | EACH | K07
011570498003 | Top Cover Closed+CE rear W800 D300 | 130 | EACH | K07
011570671001 | PLINTH H100 W600 D300 w/o VENTS | 181 | EACH | K07
011570671002 | PLINTH H100 W800 D300 w/o VENTS | 190 | EACH | K07
011570678001 | PLINTH H100 W600 D300 w/o VENTS | 181 | EACH | K07
011570678002 | PLINTH H100 W800 D300 w/o VENTS | 190 | EACH | K07
011570681001 | PLINTH H200 W600 D300 w/o VENTS | 280 | EACH | K07
011570681002 | PLINTH H200 W800 D300 w/o VENTS | 295 | EACH | K07
011570688001 | PLINTH H200 W600 D300 w/o VENTS | 280 | EACH | K07
011570688002 | PLINTH H200 W800 D300 w/o VENTS | 295 | EACH | K07
011476901036 | PARTITION PANEL Vertiv Knürr Extension Kit H2000 D300 | 195 | EACH | K07
011476901037 | PARTITION PANEL Vertiv Knürr Extension Kit H2200 D300 | 220 | EACH | K07
011476901038 | PARTITION PANEL Vertiv Knürr Extension Kit H2400 D300 | 220 | EACH | K07
011476908036 | PARTITION PANEL Vertiv Knürr Extension Kit H2000 D300 | 194 | EACH | K07
011476908037 | PARTITION PANEL Vertiv Knürr Extension Kit H2200 D300 | 220 | EACH | K07
011476908038 | PARTITION PANEL Vertiv Knürr Extension Kit H2400 D300 | 220 | EACH | K07
011476441034 | PARTITION PANEL MOVE Vertiv Knürr Extension Kit H2000D300 | 187 | EACH | K07
011476441035 | PARTITION PANEL MOVE Vertiv Knürr Extension Kit H2200D300 | 212 | EACH | K07
011476441036 | PARTITION PANEL MOVE Vertiv Knürr Extension Kit H2400D300 | 244 | EACH | K07
011476448034 | PARTITION PANEL MOVE Vertiv Knürr Extension Kit H2000D300 | 187 | EACH | K07
011476448035 | PARTITION PANEL MOVE Vertiv Knürr Extension Kit H2200D300 | 212 | EACH | K07
011476448036 | PARTITION PANEL MOVE Vertiv Knürr Extension Kit H2400D300 | 244 | EACH | K07
NB8EAFSSCFBXAX8 | Vertiv Knürr MIR2 42HE W800mm D1000mm Glas door front, sheet metal double door rear | 2562 | EACH | K07
ND8EAFSSCFBXAX8 | Vertiv Knurr MIR2-network Cabinet W=800 H=2191 D=1000 47U RAL 7021 base frame, 2 side panels, cover with rear cable inlet, single glas front door and rear door with single-leaf with handle and receptable for locking cylinder | 2727 | EACH | K07
000505031 | HANDLE 3U PAIR | 48 | PAIR | K09
000787209 | BOX CABLE CONNECTION 85X85X40MM | 20 | EACH | K09
002185050 | QUICK-CLAMP T-SLOT (PLASTIC) SET 10PCS. | 60 | EACH | K09
002185060 | KIT VELCRO STRIP QUICK-STRIP T-SLOT SET 10PCS. | 64 | EACH | K09
011020711 | SHELF 19"FIXED QUICK-FIX d365-560 | 128 | EACH | K09
011020718 | SHELF 19"FIXED QUICK-FIX d365-560 | 128 | EACH | K09
011020721 | SHELF 19"FIXED QUICK-FIX d565-740 | 151 | EACH | K09
011020728 | SHELF 19"FIXED QUICK-FIX d565-740 | 151 | EACH | K09
011026801001 | SHELF FULL EXTENSION 19" d365-565 | 296 | EACH | K09
011026808001 | SHELF FULL EXTENSION 19" d365-565 | 296 | EACH | K09
011026811001 | SHELF FULL EXTENSION 19" d565-750 | 314 | EACH | K09
011026818001 | SHELF FULL EXTENSION 19" d565-750 | 314 | EACH | K09
011026821001 | SHELF PARTIAL EXTENSION 19" d365-565 | 261 | EACH | K09
011026828001 | SHELF PARTIAL EXTENSION 19" d365-565 | 261 | EACH | K09
011026831001 | SHELF PARTIAL EXTENSION 19" d565-750 | 271 | EACH | K09
011026838001 | SHELF PARTIAL EXTENSION 19" d565-750 | 271 | EACH | K09
011026901001 | SHELF FIXED 19" d345-385 | 139 | EACH | K09
011026911001 | SHELF FIXED 19" d435-485 | 145 | EACH | K09
011026921001 | SHELF FIXED 19" d560-585 | 150 | EACH | K09
011026928001 | SHELF FIXED 19" d560-585 | 150 | EACH | K09
011026931001 | SHELF FIXED 19" d635-685 | 161 | EACH | K09
011026938001 | SHELF FIXED 19" d635-685 | 161 | EACH | K09
011026941001 | SHELF FIXED 19" d740-760 | 170 | EACH | K09
011026948001 | SHELF FIXED 19" d740-760 | 170 | EACH | K09
011027051001 | WRITING BOARD FULL EXT. 19" d365-565 | 309 | EACH | K09
011027058001 | WRITING BOARD FULL EXT. 19" d365-565 | 309 | EACH | K09
011027061001 | WRITING BOARD FULL EXT. 19" d565-750 | 328 | EACH | K09
011027068001 | WRITING BOARD FULL EXT. 19" d565-750 | 328 | EACH | K09
011027111001 | HEAVY-DUTY SHELF FULL EXT. 19" d565-750 | 534 | EACH | K09
011027118001 | HEAVY-DUTY SHELF FULL EXT. 19" d565-750 | 534 | EACH | K09
011027171001 | KEYBOARD DRAWER UNIVERS. 1U 19" d565-750 | 374 | EACH | K09
011027178001 | KEYBOARD DRAWER UNIVERS. 1U 19" d565-750 | 374 | EACH | K09
011027221001 | KEYBOARD DRAWER MOUSE 1U 19" d565-750 | 414 | EACH | K09
011027228001 | KEYBOARD DRAWER MOUSE 1U 19" d565-750 | 414 | EACH | K09
011027261001 | DRAWER 2U +LOCK 19" d565-750 | 422 | EACH | K09
011027261002 | DRAWER 4U +LOCK 19" d565-750 | 453 | EACH | K09
011027268001 | DRAWER 2U +LOCK 19" d565-750 | 422 | EACH | K09
011027268002 | DRAWER 4U +LOCK 19" d565-750 | 453 | EACH | K09
011027280001 | CABLE CANTILEVER | 54 | EACH | K09
011027311001 | CHASSIS TRAY FIXED 2U 19" D280 | 72 | EACH | K09
011027311002 | CHASSIS TRAY FIXED 2U 19" D380 | 79 | EACH | K09
011027318001 | CHASSIS TRAY FIXED 2U 19" D280 | 72 | EACH | K09
011027318002 | CHASSIS TRAY FIXED 2U 19" D380 | 79 | EACH | K09
011027331003 | CHASSIS TRAY ADJUSTABLE 2U 19" D480 | 126 | EACH | K09
011027338003 | CHASSIS TRAY ADJUSTABLE 2U 19" D480 | 126 | EACH | K09
011027401001 | DRAWER 1U +LOCK 19" | 335 | EACH | K09
011027401002 | DRAWER 2U +LOCK 19" | 347 | EACH | K09
011027401003 | DRAWER 3U +LOCK 19" | 379 | EACH | K09
011027408001 | DRAWER 1U +LOCK 19" | 335 | EACH | K09
011027408002 | DRAWER 2U +LOCK 19" | 347 | EACH | K09
011027408003 | DRAWER 3U +LOCK 19" | 379 | EACH | K09
011107229001 | DOOR CONTACT SWITCH FOR CONACT | 93 | EACH | K09
011030510 | HOOK-IN CHASSIS RUNNER d365 | 51 | PAIR | K09
011030520 | HOOK-IN CHASSIS RUNNER d440 | 58 | PAIR | K09
011030530 | HOOK-IN CHASSIS RUNNER d565 | 69 | PAIR | K09
011030540 | HOOK-IN CHASSIS RUNNER d640 | 74 | PAIR | K09
011030550 | HOOK-IN CHASSIS RUNNER d665 | 76 | PAIR | K09
011030560 | HOOK-IN CHASSIS RUNNER d740 | 81 | PAIR | K09
011030910 | CHASSIS RUNNER DEPTH-VARIABLE d365-440 | 79 | PAIR | K09
011030920 | CHASSIS RUNNER DEPTH-VARIABLE d565-740 | 91 | PAIR | K09
011031010 | CHASSIS RUNNER ALU d365 MIR/SMA | 37 | PAIR | K09
011031020 | CHASSIS RUNNER ALU d440 MIR/SMA | 38 | PAIR | K09
011031030 | CHASSIS RUNNER ALU d565 MIR/SMA | 43 | PAIR | K09
011031040 | CHASSIS RUNNER ALU d640 MIR/SMA | 48 | PAIR | K09
011031050 | CHASSIS RUNNER ALU d665 MIR/SMA | 49 | PAIR | K09
011031060 | CHASSIS RUNNER ALU d740 MIR/SMA | 52 | PAIR | K09
011031140 | CHASSIS RUNNER ALU DPR d585 | 58 | PAIR | K09
011031150 | CHASSIS RUNNER ALU DPR d685 | 62 | PAIR | K09
011031160 | CHASSIS RUNNER ALU DPR d285 | 49 | PAIR | K09
011031180 | CHASSIS RUNNER ALU DPR d435 | 67 | PAIR | K09
011031190 | CHASSIS RUNNER ALU DPR d635 | 70 | PAIR | K09
011031220 | CHASSIS RUNNER ALU DPR d460 | 67 | PAIR | K09
011031230 | CHASSIS RUNNER ALU DPR d560 | 57 | PAIR | K09
011031240 | CHASSIS RUNNER ALU DPR d660 | 60 | PAIR | K09
011031250 | CHASSIS RUNNER ALU DPR d760 | 65 | PAIR | K09
011032011 | BLANKING PANEL 19" SCREWABLE 1U (SET 6PCS.) | 105 | EACH | K09
011032018 | BLANKING PANEL 19" SCREWABLE 1U (SET 6PCS.) | 105 | EACH | K09
011032021 | BLANKING PANEL 19" SCREWABLE 2U (SET 3PCS.) | 64 | EACH | K09
011032028 | BLANKING PANEL 19" SCREWABLE 2U (SET 3PCS.) | 64 | EACH | K09
011032031 | BLANKING PANEL 19" SCREWABLE 3U (SET 2PCS.) | 50 | PAIR | K09
011032038 | BLANKING PANEL 19" SCREWABLE 3U (SET 2PCS.) | 50 | PAIR | K09
011032061 | BLANKING PANEL 19" SCREWABLE 6U (1PC.) | 41 | EACH | K09
011032068 | BLANKING PANEL 19" SCREWABLE 6U (1PC.) | 41 | EACH | K09
011032091 | BLANKING PANEL 19" SCREWABLE 9U (SET 2PCS.) | 102 | PAIR | K09
011032098 | BLANKING PANEL 19" SCREWABLE 9U (SET 2PCS.) | 102 | PAIR | K09
011032311 | BLANKING PANEL 19" CABLE ENTRY 1U (SET 6PCS.) | 172 | EACH | K09
011032318 | BLANKING PANEL 19" CABLE ENTRY 1U (SET 6PCS.) | 172 | EACH | K09
011032321 | BLANKING PANEL 19" CABLE ENTRY 2U (SET 6PCS.) | 118 | EACH | K09
011032328 | BLANKING PANEL 19" CABLE ENTRY 2U (SET 6PCS.) | 118 | EACH | K09
011033011 | BLANKING PANEL 19" QUICK-FIX 1U (SET 6PCS.) | 120 | EACH | K09
011033018 | BLANKING PANEL 19" QUICK-FIX 1U (SET 6PCS.) | 120 | EACH | K09
011033021 | BLANKING PANEL 19" QUICK-FIX 2U (SET 3PCS.) | 71 | EACH | K09
011033028 | BLANKING PANEL 19" QUICK-FIX 2U (SET 3PCS.) | 71 | EACH | K09
011033031 | BLANKING PANEL 19" QUICK-FIX 3U (SET 2PCS.) | 66 | PAIR | K09
011033038 | BLANKING PANEL 19" QUICK-FIX 3U (SET 2PCS.) | 66 | PAIR | K09
011033061 | BLANKING PANEL 19" QUICK-FIX 6U (1PC.) | 47 | EACH | K09
011033068 | BLANKING PANEL 19" QUICK-FIX 6U (1PC.) | 47 | EACH | K09
011033091 | BLANKING PANEL 19" QUICK-FIX 9U (SET 2PCS.) | 81 | PAIR | K09
011033098 | BLANKING PANEL 19" QUICK-FIX 9U (SET 2PCS.) | 81 | PAIR | K09
011033211 | BLANKING PANEL 19" QUICK-FIX 21U (1PC.) | 81 | EACH | K09
011033218 | BLANKING PANEL 19" QUICK-FIX 21U (1PC.) | 81 | EACH | K09
011033311 | BLANKING PANEL 19" QUICK-FIX CABLE E. (6PCS.) | 175 | EACH | K09
011033318 | BLANKING PANEL 19" QUICK-FIX CABLE E. (6PCS.) | 175 | EACH | K09
011107039 | EARTH RAIL 12U | 118 | EACH | K09
011107089 | EARTH RAIL 41U | 136 | EACH | K09
011107099 | EARTH RAIL 45U | 136 | EACH | K09
011107159 | EARTH TERMINALS 10 X 10 20PCS. | 60 | EACH | K09
011107199 | C-SHAPED RUNNER W600 | 31 | EACH | K09
011107229 | DOOR CONTACT SWITCH | 79 | EACH | K09
011107806 | FRONT PANEL SIDE-HINGED 19" 3U | 240 | EACH | K09
011107816 | FRONT PANEL SIDE-HINGED 19" 6U | 356 | EACH | K09
011131539 | CABLE GUIDE | 34 | EACH | K09
011133843 | THERMOSTAT | 92 | EACH | K09
011170337 | JUMPER TIE BAR OPEN 4SECTIONS | 31 | PAIR | K09
011170983 | CABLE DUCT L2000 65x107 | 162 | EACH | K09
011171441 | 19" CABLE ROUTING PANEL 1U | 48 | EACH | K09
011171448 | 19" CABLE ROUTING PANEL 1U | 48 | EACH | K09
011175219 | MODULAR TERMINAL BOX | 77 | EACH | K09
011175243 | EQUIPOTENTIAL BONDING STRIP | 37 | EACH | K09
011175251 | MODULE F TEMPERATURE | 350 | EACH | K09
011175261 | FRONT PANEL TEMPERATURE MODULE 1U | 42 | EACH | K09
011175270 | HOLDER FOR TEMPERATURE MODULE | 43 | EACH | K09
011309859 | TOOL MOUNTING-CAGE NUT | 21 | EACH | K09
011312279 | LUMINESTRA RACK LAMP W800 | 160 | EACH | K09
011314731 | HEAVY-DUTY BASE 19" FIXED d565 | 217 | EACH | K09
011314738 | HEAVY-DUTY BASE 19" FIXED d565 | 217 | EACH | K09
011314741 | HEAVY-DUTY BASE 19" FIXED d740 | 227 | EACH | K09
011314748 | HEAVY-DUTY BASE 19" FIXED d740 | 227 | EACH | K09
011314751 | HEAVY-DUTY BASE 19" FIXED d640 | 225 | EACH | K09
011314758 | HEAVY-DUTY BASE 19" FIXED d640 | 225 | EACH | K09
011314761 | HEAVY-DUTY BASE 19" FIXED d665 | 225 | EACH | K09
011314768 | HEAVY-DUTY BASE 19" FIXED d665 | 225 | EACH | K09
011478139 | PDU ASSEMBLY KIT SHORT | 55 | EACH | K09
011478149 | PDU ASSEMBLY KIT LONG | 77 | EACH | K09
011478168 | BRACKET PDU Vertiv Knürr DCM H2000 | 130 | EACH | K09
011478178 | BRACKET PDU Vertiv Knürr DCM H2200 | 144 | EACH | K09
012405439 | EARTH RAIL 15U | 108 | EACH | K09
012405449 | EARTH RAIL 18U | 110 | EACH | K09
012405459 | EARTH RAIL 21U | 114 | EACH | K09
012405469 | EARTH RAIL 24U | 122 | EACH | K09
013122079 | CABLE ROUTING RING SET 5 PCS. | 50 | EACH | K09
013504019 | PHILIPS HEAD SCREW M6 (100PCS.) | 41 | EACH | K09
013504059 | SPRING NUT M6 (50PCS.) | 49 | EACH | K09
013504319 | SPRING NUT M5 WIDE (50PCS.) | 48 | EACH | K09
020080210 | FRONT PANEL ALUMINIUM 19" "A" POLISHED 1U | 25 | EACH | K09
020080211 | FRONT PANEL ALUMINIUM 19" PAINTED 1U | 30 | EACH | K09
020080218 | FRONT PANEL ALUMINIUM 19" COATED 1U | 30 | EACH | K09
020080221 | FRONT PANEL ALUMINIUM 19" PAINTED 2U | 37 | EACH | K09
020080231 | FRONT PANEL ALUMINIUM 19" PAINTED 3U | 45 | EACH | K09
020080241 | FRONT PANEL ALUMINIUM 19" PAINTED 4U | 50 | EACH | K09
020080261 | FRONT PANEL ALUMINIUM 19" PAINTED 6U | 64 | EACH | K09
020080716 | FRONT PANEL ALUMINIUM 19" "B" ANODIZED 1U | 41 | EACH | K09
020080726 | FRONT PANEL ALUMINIUM 19" "B" ANODIZED 2U | 50 | EACH | K09
020080736 | FRONT PANEL ALUMINIUM 19" "B" ANODIZED 3U | 59 | EACH | K09
020080746 | FRONT PANEL ALUMINIUM 19" "B" ANODIZED 4U | 72 | EACH | K09
020080766 | FRONT PANEL ALUMINIUM 19" "B" ANODIZED 6U | 97 | EACH | K09
020081011 | VENTED FRONT PANEL ALUMINIUM 19" 1U | 57 | EACH | K09
020081016 | VENTED FRONT PANEL ALUMINIUM 19" 1U | 57 | EACH | K09
020081031 | VENTED FRONT PANEL ALUMINIUM 19" 3U | 81 | EACH | K09
020081036 | VENTED FRONT PANEL ALUMINIUM 19" 3U | 81 | EACH | K09
020081111 | ABS FRONT FILTER PANEL 19" 1U | 37 | EACH | K09
020081119 | ABS FRONT FILTER PANEL 19" 1U | 37 | EACH | K09
020081319 | PANEL FILTER FOR FRONT PANEL 19" 1U | 43 | EACH | K09
030133851 | RACKPOWER CHASSIS UNIT | 534 | EACH | K09
030133858 | RACKPOWER CHASSIS UNIT | 534 | EACH | K09
030265011 | FILTER FAN 150X150/230V RAL7035 | 139 | EACH | K09
030265021 | FILTER FAN 204X204/230V RAL7035 | 161 | EACH | K09
030265031 | FILTER FAN 250X250/230V RAL7035 | 220 | EACH | K09
030265041 | FILTER FAN 325X325/230V RAL7035 | 308 | EACH | K09
030265111 | FILTER IN/OUT FLOW 150X150 RAL7035 | 39 | EACH | K09
030265121 | FILTER IN/OUT FLOW 204X204 RAL7035 | 43 | EACH | K09
030265131 | FILTER IN/OUT FLOW 250X250 RAL7035 | 51 | EACH | K09
030265141 | FILTER IN/OUT FLOW 325X325 RAL7035 | 65 | EACH | K09
030265219 | FILTER MAT SET 150X150 (6PCS.) | 33 | EACH | K09
030265229 | FILTER MAT SET 204X204 (6PCS.) | 42 | EACH | K09
030265239 | FILTER MAT SET 250X250 (6PCS.) | 48 | EACH | K09
030265249 | FILTER MAT SET 325X325 (6PCS.) | 58 | EACH | K09
030270111 | Vertiv Knürr Fan Unit 230V 3-FANS THERMOSTAT | 395 | EACH | K09
030270121 | Vertiv Knürr Fan Unit 230V 6-FANS THERMOSTAT | 624 | EACH | K09
030270141 | Vertiv Knürr Fan Unit 115V AC 3-FANS THERMOSTAT | 396 | EACH | K09
030270151 | Vertiv Knürr Fan Unit 115V AC 6-FANS THERMOSTAT | 645 | EACH | K09
030270211 | Vertiv Knürr Fan Unit 115/230V 3-FAN SPEED-CONTROLLED SP | 760 | EACH | K09
030270221 | Vertiv Knürr Fan Unit 115/230V 6-FAN SPEED-CONTROLLED SP | 919 | EACH | K09
030270241 | Vertiv Knürr Fan Unit 115/230V 3-FAN SPEED-CONTROLLED HP | 934 | EACH | K09
030270251 | Vertiv Knürr Fan Unit 115/230V 6-FAN SPEED-CONTROLLED HP | 1274 | EACH | K09
030270311 | Vertiv Knürr Fan Unit 24V 3-FANS SP | 478 | EACH | K09
030270321 | Vertiv Knürr Fan Unit 24V 6-FANS SP | 742 | EACH | K09
030270511 | Vertiv Knürr Fan Unit 24/48V 3-FAN SPEED-CONTROLLED SP | 749 | EACH | K09
030270521 | Vertiv Knürr Fan Unit 24/48V 6-FAN SPEED-CONTROLLED SP | 865 | EACH | K09
030270541 | Vertiv Knürr Fan Unit 24/48V 3-FAN SPEED-CONTROLLED HP | 851 | EACH | K09
030270551 | Vertiv Knürr Fan Unit 24/48V 6-FAN SPEED-CONTROLLED HP | 1169 | EACH | K09
030270941 | VENT AIRFLOW FRONT INTAKE 3 FANS | 52 | EACH | K09
030270951 | VENT AIRFLOW FRONT INTAKE 6 FANS | 74 | EACH | K09
030270971 | FRONT PANEL FOR FRONT INTAKE | 43 | EACH | K09
030270981 | REPLACEMENT FILTER 3 FANS | 57 | EACH | K09
030270991 | REPLACEMENT FILTER 6 FANS | 105 | EACH | K09
030273011 | TOP Vertiv Knürr Fan Unit 230V 3FAN | 321 | EACH | K09
030273021 | Vertiv Knürr Fan Unit TOP 230V 6FAN 50/60HZ | 554 | EACH | K09
030273101 | Vertiv Knürr Fan Unit TOP 230V 2FAN W.THERMOSTAT | 326 | EACH | K09
030273111 | Vertiv Knürr Fan Unit TOP 230V 3FAN W.THERMOSTAT | 350 | EACH | K09
030273121 | Vertiv Knürr Fan Unit TOP 230V 6FAN W.THERMOSTAT | 575 | EACH | K09
030273211 | Vertiv Knürr Fan UnitT 115/230V 3-FAN SPEED-CONTROLLED SP | 720 | EACH | K09
030273221 | Vertiv Knürr Fan UnitT 115/230V 6-FAN SPEED-CONTROLLED SP | 886 | EACH | K09
030273241 | Vertiv Knürr Fan UnitT 115/230V 3-FAN SPEED-CONTROLLED HP | 872 | EACH | K09
030273251 | Vertiv Knürr Fan UnitT 115/230V 6-FAN SPEED-CONTROLLED HP | 1240 | EACH | K09
050160450 | DOCUMENT HOLDER A4 SELF ADHISIVE | 22 | EACH | K09
050310579 | DOUBLE SWIVEL CASTER 75/H109.5/M12 (4PCS.) | 147 | EACH | K09
050400181 | 19" ASSEMBLY CROSSBAR MIR/SMA | 34 | EACH | K09
050400411 | FIBRE OPTIC CABLE STORAGE 2U | 58 | EACH | K09
050400418 | FIBRE OPTIC CABLE STORAGE 2U | 58 | EACH | K09
050400440 | CABLE LOOPS (COPPER) EXCESS STORAGE | 123 | EACH | K09
050400471 | 19" EXCESS CABLE DRAWER FIBER OPTIC | 191 | EACH | K09
050400478 | 19" EXCESS CABLE DRAWER FIBER OPTIC | 191 | EACH | K09
050400501 | 19" FIBRE-OPTIC CABLE ROUTING PANEL 1HE | 62 | EACH | K09
050400508 | 19" FIBRE-OPTIC CABLE ROUTING PANEL 1HE | 62 | EACH | K09
050400511 | COVER FOR FIBRE-OPTIC CABLE ROUTING PANEL | 37 | EACH | K09
050400518 | COVER FOR FIBRE-OPTIC CABLE ROUTING PANEL | 37 | EACH | K09
050400551 | 19" CABLE TRAY 1U | 42 | EACH | K09
050400558 | 19" CABLE TRAY 1U | 42 | EACH | K09
050400581 | CABLE TRAY BETWEEN RACKS | 62 | EACH | K09
050400588 | CABLE TRAY BETWEEN RACKS | 62 | EACH | K09
050400609 | VELCRO STRIP BLACK 1 METER W16mm FRT | 18 | EACH | K09
050400619 | VELCRO STRIP BLUE 1 METER W16mm FRT | 18 | EACH | K09
050400659 | VELCRO STRIP BLACK 25 METER W16mm FRT | 93 | EACH | K09
050400669 | VELCRO STRIP BLUE 25 METER W16mm FRT | 93 | EACH | K09
050400779 | SET THREADED PLATE M5 20PCS. | 291 | EACH | K09
050400800 | C-SHAPED RUNNER L482.5 FOR B600 | 67 | EACH | K09
050400820 | C-SHAPED RUNNER L682.5 FOR B800 | 69 | EACH | K09
050401001 | 19" CABLE ROUTING PANEL FLEXIBLE 1U | 59 | EACH | K09
050401008 | 19" CABLE ROUTING PANEL FLEXIBLE 1U | 59 | EACH | K09
050401011 | 19" CABLE ROUTING PANEL FLEXIBLE 2U | 63 | EACH | K09
050401018 | CABLE ROUTING PANEL FLEXIBLE 2U 19" | 63 | EACH | K09
050401111 | 19" CABLE ROUTING PANEL 1U | 38 | EACH | K09
050401118 | 19" CABLE ROUTING PANEL 1U | 38 | EACH | K09
050401139 | CABLE ROUTING SET THREADED 10 PCS. | 38 | EACH | K09
050401509 | POLYTHENE U CLAMP SIZE 8-12 25PCS SET | 122 | EACH | K09
050401519 | POLYTHENE U CLAMP SIZE 12-16 25PCS SET | 129 | EACH | K09
050401529 | POLYTHENE U CLAMP SIZE 16-22 25PCS SET | 137 | EACH | K09
050401549 | POLYTHENE U CLAMP SIZE 22-28 25PCS SET | 170 | EACH | K09
050401559 | POLYTHENE U CLAMP SIZE 34-40 25PCS SET | 201 | EACH | K09
050401579 | POLYTHENE U CLAMP SIZE 46-52 25PCS SET | 301 | EACH | K09
050401609 | MULTIFUNCTIONAL BRACE D600 SET 4 PCS. | 94 | EACH | K09
050401619 | MULTIFUNCTIONAL BRACE D800 SET 4 PCS. | 95 | EACH | K09
050401629 | MULTIFUNCTIONAL BRACE D900 SET 4 PCS. | 97 | EACH | K09
050401639 | MULTIFUNCTIONAL BRACE D1000 SET 4 PCS. | 104 | EACH | K09
050401649 | MULTIFUNCTIONAL BRACE D1100 SET 4 PCS. | 117 | EACH | K09
050401659 | MULTIFUNCTIONAL BRACE D1200 SET 4 PCS. | 123 | EACH | K09
050401689 | MULTIFUNCTIONAL BRACE D365 SET 4 PCS. | 139 | EACH | K09
050401699 | MULTIFUNCTIONAL BRACE D565 SET 4 PCS. | 153 | EACH | K09
050401709 | MULTIFUNCTIONAL BRACE D440 SET 4 PCS. | 140 | EACH | K09
050401719 | MULTIFUNCTIONAL BRACE D640 SET 4 PCS. | 155 | EACH | K09
050401729 | MULTIFUNCTIONAL BRACE D740 SET 4 PCS. | 163 | EACH | K09
050401739 | MULTIFUNCTIONAL BRACE W600 SET 4 PCS. | 99 | EACH | K09
050401749 | MULTIFUNCTIONAL BRACE W800 SET 4 PCS. | 143 | EACH | K09
050401759 | MULTIFUNCTIONAL BRACE W450 SET 4 PCS | 138 | EACH | K09
050401819 | C-SHAPED RUNNER D800 L655 4PCS. | 99 | EACH | K09
050401829 | C-SHAPED RUNNER D900 L755 4PCS. | 100 | EACH | K09
050401839 | C-SHAPED RUNNER D1000 L855 4PCS. | 101 | EACH | K09
050401859 | C-SHAPED RUNNER D1200 L1055 4PCS. | 106 | EACH | K09
050401939 | C-SHAPED RUNNER W600 L534 4PCS. | 100 | EACH | K09
050401949 | C-SHAPED RUNNER W800 L734 4PCS. | 172 | EACH | K09
050402009 | CABLE ROUTING BRACE D600 SET 4PCS. | 130 | EACH | K09
050402019 | CABLE ROUTING BRACE D800 SET 4PCS. | 131 | EACH | K09
050402029 | CABLE ROUTING BRACE D900 SET 4PCS. | 148 | EACH | K09
050402039 | CABLE ROUTING BRACE D1000 SET 4PCS. | 140 | EACH | K09
050402059 | CABLE ROUTING BRACE D1200 SET 4PCS. | 131 | EACH | K09
050402139 | CABLE ROUTING BRACE W600 SET 4PCS. | 131 | EACH | K09
050402159 | CABLE ROUTING BRACE 19" SET 4PCS. | 120 | EACH | K09
050402209 | JUMPERING BRACKET UNIVERSAL 205X60/193 SET 4 PCS. | 51 | EACH | K09
050402219 | JUMPERING BRACKET 300X80/280X58 SET 4 PCS. | 44 | EACH | K09
050402229 | JUMPERING BRACKET 300X46/288X24 SET 4 PCS. | 49 | EACH | K09
050402249 | JUMPERING BRACKET 86X86/76X76 SET 4 PCS. | 39 | EACH | K09
050402259 | JUMPERING BRACKET 95X60/85X50 SET 4 PCS. | 42 | EACH | K09
050402269 | JUMPERING BRACKET 75X50/65X40 SET 4 PCS | 83 | EACH | K09
050402319 | JUMPERING BRACKET FLEXIBLE 82X43/72X33 SET 10PCS. | 72 | EACH | K09
050402329 | JUMPERING BRACKET FLEXIBLE 222X30/212X20 SET 10PCS. | 99 | EACH | K09
050402339 | JUMPERING BRACKET FLEXIBLE 102X82/92X72 SET 10PCS. | 75 | EACH | K09
050402511 | CABLE TROUGH W100 H2000 | 77 | EACH | K09
050402518 | CABLE TROUGH W100 H2000 | 77 | EACH | K09
050402521 | CABLE TROUGH W100 H2200 | 96 | EACH | K09
050402528 | CABLE TROUGH W100 H2200 | 96 | EACH | K09
050402541 | CABLE TROUGH W150 H2000 | 82 | EACH | K09
050402548 | CABLE TROUGH W150 H2000 | 82 | EACH | K09
050402551 | CABLE TROUGH W150 H2200 | 101 | EACH | K09
050402558 | CABLE TROUGH W150 H2200 | 101 | EACH | K09
050402571 | CABLE TROUGH W200 H2000 | 87 | EACH | K09
050402578 | CABLE TROUGH W200 H2000 | 87 | EACH | K09
050402581 | CABLE TROUGH W200 H2200 | 107 | EACH | K09
050402588 | CABLE TROUGH W200 H2200 | 107 | EACH | K09
050412039 | RAISED CHZ.HD SCREW M5X12 (50PCS.) | 37 | EACH | K09
050412049 | RAISED CHZ.HD SCREW M6X14 (50PCS.) | 39 | EACH | K09
050412909 | PHILLIPS HEAD SCREW M5 (50PCS.) | 37 | EACH | K09
050413209 | MOUNTING SET FormZ T-SLOT (SET) | 79 | EACH | K09
050413219 | MOUNTING SET FormZ MOUNTING HOLES M5/B1.5 (SET) | 79 | EACH | K09
050413229 | MOUNTING SET FormZ MOUNTING HOLES DPR (SET) | 64 | EACH | K09
050413239 | MOUNTING SET FormZ T-SLOT DPR (SET) | 67 | EACH | K09
050413249 | MOUNTING SET FormZ Vertiv Knürr CON Wall Enclosure (SET) | 54 | EACH | K09
050413259 | MOUNTING SET FormZ MOUNTING HOLES M5/B2.5 (SET) | 66 | EACH | K09
050413309 | OVAL HEAD SCREW FormZ M5x10 (50PCS.) | 30 | EACH | K09
050413319 | OVAL HEAD SCREW FormZ M5x16 (50PCS.) | 33 | EACH | K09
050413329 | OVAL HEAD SCREW FormZ M6x10 (50PCS.) | 31 | EACH | K09
050413339 | OVAL HEAD SCREW FormZ M6x16 (50PCS.) | 31 | EACH | K09
050413349 | SCREW DIN7500-CM6X10-TORX (50PCS.) | 38 | EACH | K09
050413359 | FP MOUNTING SET FormZ T-SLOT M5 WIDE (SET) | 52 | EACH | K09
050413369 | FP MOUNTING SET FormZ MOUNTING HOLES M5/Bl1.5 (SET) | 46 | EACH | K09
050413379 | FP MOUNTING SET FormZ MOUNTING HOLES M5/Bl2.5 (SET) | 47 | EACH | K09
050413389 | FP MOUNTING SET FormZ T-SLOT M5 NARROW (SET) | 82 | EACH | K09
050413409 | FP MOUNTING SET ROSETTE T-SLOT M5 WIDE (SET) | 55 | EACH | K09
050413419 | FP MOUNTING SET ROSETTE MOUNTING HOLES M5/Bl1.5 (SET) | 48 | EACH | K09
050413429 | FP MOUNTING SET ROSETTE MOUNTING HOLES M5/Bl2.5 (SET) | 48 | EACH | K09
050413439 | FP MOUNTING SET ROSETTE T-SLOT M5 NARROW (SET) | 70 | EACH | K09
050415029 | SPRING NUT M4 (50PCS.) | 57 | EACH | K09
050415039 | SPRING NUT M5 NARROW (50PCS.) | 43 | EACH | K09
050415137 | CAGED NUT M5/BL1.5 (50PCS.) | 39 | EACH | K09
050415147 | CAGED NUT M6/BL1.5 (50PCS.) | 39 | EACH | K09
050415187 | CAGED NUT M5/BL2.5 (50PCS.) | 44 | EACH | K09
050415197 | CAGED NUT M6/BL2.5 (50PCS.) | 48 | EACH | K09
050415207 | SLIDING NUT M2.5 (50PCS.) | 48 | EACH | K09
050415217 | SLIDING NUT M3 (50PCS.) | 48 | EACH | K09
050415227 | SLIDING NUT M4 (50PCS.) | 45 | EACH | K09
050415267 | SLIDING NUT M3 FLAT (50PCS.) | 39 | EACH | K09
050415328 | TENSILOCK NUT TENSILOCK-M4 (50PCS.) | 36 | EACH | K09
050415338 | TENSILOCK NUT TENSILOCK-M5 (50PCS.) | 36 | EACH | K09
050415748 | HEXAGON SOCKET DIN912-M5X8 (50PCS.) | 33 | EACH | K09
050415759 | HEXAGON SOCKET DIN912-M5X8-Micro (50PCS.) | 27 | EACH | K09
050416098 | OVAL HEAD SCREWn M4X12-10.9 (50PCS.) | 26 | EACH | K09
050416118 | OVAL HEAD SCREWn DIN7985-M5X8 (50PCS.) | 30 | EACH | K09
050416138 | OVAL HEAD SCREW M5X12+WASHER 5.3 (50PCS.) | 26 | EACH | K09
050416148 | OVAL HEAD SCREW M5X16+WASHER 5.3 (50PCS.) | 27 | EACH | K09
050416168 | OVAL HEAD SCREW M6X16+WASHER 6.4 (50PCS.) | 30 | EACH | K09
050433279 | CABLE ROLLER | 77 | EACH | K09
050450021 | DEPTH SUPPORT D900 h44 | 94 | EACH | K09
050450028 | DEPTH SUPPORT D900 h44 | 94 | EACH | K09
050450031 | DEPTH SUPPORT D1000 h44 | 59 | EACH | K09
050450038 | DEPTH SUPPORT D1000 h44 | 59 | EACH | K09
050450041 | DEPTH SUPPORT D1100 h44 | 65 | EACH | K09
050450048 | DEPTH SUPPORT D1100 h44 | 65 | EACH | K09
050450051 | DEPTH SUPPORT D1200 h44 | 65 | EACH | K09
050450058 | DEPTH SUPPORT D1200 h44 | 65 | EACH | K09
050450111 | CROSS WALL W300 h90 | 60 | EACH | K09
050450118 | CROSS WALL W300 h90 | 60 | EACH | K09
050450121 | CROSS WALL W600 h90 | 77 | EACH | K09
050450128 | CROSS WALL W600 h90 | 64 | EACH | K09
050450131 | CROSS WALL W800 h90 | 69 | EACH | K09
050450138 | CROSS WALL W800 h90 | 69 | EACH | K09
050450151 | CROSS WALL L2400 h90 | 97 | EACH | K09
050450158 | CROSS WALL L2400 h90 | 97 | EACH | K09
050450161 | CROSS WALL L3000 h90 | 387 | EACH | K09
050450168 | CROSS WALL L3000 h90 | 387 | EACH | K09
050450211 | CENTER SECTION W600 w200 RADIUS 25MM | 52 | EACH | K09
050450218 | CENTER SECTION W600 w200 RADIUS 25MM | 52 | EACH | K09
050450221 | CENTER SECTION W600 w600 RADIUS 25MM | 57 | EACH | K09
050450228 | CENTER SECTION W600 w600 RADIUS 25MM | 57 | EACH | K09
050450231 | CENTER SECTION W800 w200 RADIUS 25MM | 56 | EACH | K09
050450238 | CENTER SECTION W800 w200 RADIUS 25MM | 56 | EACH | K09
050450241 | CENTER SECTION W800 w600 RADIUS 25MM | 64 | EACH | K09
050450248 | CENTER SECTION W800 w600 RADIUS 25MM | 64 | EACH | K09
050450311 | JOINING SECTION w200 RADIUS 25mm | 62 | EACH | K09
050450318 | JOINING SECTION w200 RADIUS 25mm | 62 | EACH | K09
050450321 | JOINING SECTION w600 RADIUS 25mm | 52 | EACH | K09
050450328 | JOINING SECTION w600 RADIUS 25mm | 52 | EACH | K09
050450411 | END WALL w200 | 73 | EACH | K09
050450418 | END WALL w200 | 73 | EACH | K09
050450421 | END WALL w600 | 82 | EACH | K09
050450428 | END WALL w600 | 82 | EACH | K09
050450451 | CONNECTION PART | 45 | EACH | K09
050450458 | CONNECTION PART | 45 | EACH | K09
050450471 | FILLER PANEL 229 x 183 | 115 | EACH | K09
050450478 | FILLER PANEL 229 x 183 | 115 | EACH | K09
050450521 | CROSS SUPPORT W600 h166 | 120 | EACH | K09
050450528 | CROSS SUPPORT W600 h166 | 120 | EACH | K09
050450531 | CROSS SUPPORT W800 h166 | 126 | EACH | K09
050450538 | CROSS SUPPORT W800 h166 | 126 | EACH | K09
050450551 | CROSS CABLING FILLER PANEL 200x200 | 91 | EACH | K09
050450558 | CROSS CABLING FILLER PANEL 200x200 | 91 | EACH | K09
050450561 | CROSS CABLING FILLER PANEL 600x200 | 161 | EACH | K09
050450568 | CROSS CABLING FILLER PANEL 600x200 | 161 | EACH | K09
050450571 | CROSS CABLING FILLER PANEL 600x600 | 189 | EACH | K09
050450578 | CROSS CABLING FILLER PANEL 600x600 | 189 | EACH | K09
050450619 | WIRE BASKET L3000 w200 | 209 | EACH | K09
050450629 | WIRE BASKET L3000 w600 | 437 | EACH | K09
050451021 | Vertiv Knürr Cable Management VERT. 42U Vertiv Knürr DCM | 439 | PAIR | K09
050451028 | Vertiv Knürr Cable Management VERT. 42U Vertiv Knürr DCM | 439 | PAIR | K09
050451031 | Vertiv Knürr Cable Management VERT. 47U Vertiv Knürr DCM | 453 | PAIR | K09
050451038 | Vertiv Knürr Cable Management VERT. 47U Vertiv Knürr DCM | 453 | PAIR | K09
050451071 | Vertiv Knürr Cable Management VERT. 41U Vertiv Knürr MIR Rack | 239 | EACH | K09
050451078 | Vertiv Knürr Cable Management VERT. 41U Vertiv Knürr MIR Rack | 239 | EACH | K09
050451081 | Vertiv Knürr Cable Management VERT. 46U Vertiv Knürr MIR Rack | 261 | EACH | K09
050451088 | Vertiv Knürr Cable Management VERT. 46U Vertiv Knürr MIR Rack | 261 | EACH | K09
050451121 | COVER FOR Vertiv Knürr Cable Management VERT. 42U Vertiv Knürr DCM | 113 | EACH | K09
050451128 | COVER FOR Vertiv Knürr Cable Management VERT. 42U Vertiv Knürr DCM | 113 | EACH | K09
050451131 | COVER FOR Vertiv Knürr Cable Management VERT. 47U Vertiv Knürr DCM | 123 | EACH | K09
050451138 | COVER FOR Vertiv Knürr Cable Management VERT. 47U Vertiv Knürr DCM | 123 | EACH | K09
050451141 | Cover Panel for Vertical Vertiv Knürr Cable Management H2000 | 113 | EACH | K09
050451148 | Cover Panel for Vertical Vertiv Knürr Cable Management H2000 | 113 | EACH | K09
050451151 | Cover Panel for Vertical Vertiv Knürr Cable Management H2200 | 123 | EACH | K09
050451158 | Cover Panel for Vertical Vertiv Knürr Cable Management H2200 | 123 | EACH | K09
050451171 | COVER F. Vertiv Knürr Cable Management VERT. 41U Vertiv Knürr MIR Rack | 113 | EACH | K09
050451178 | COVER F. Vertiv Knürr Cable Management VERT. 41U Vertiv Knürr MIR Rack | 113 | EACH | K09
050451181 | COVER F. Vertiv Knürr Cable Management VERT. 46U Vertiv Knürr MIR Rack | 123 | EACH | K09
050451188 | COVER F. Vertiv Knürr Cable Management VERT. 46U Vertiv Knürr MIR Rack | 123 | EACH | K09
050451201 | Vertiv Knürr Cable Management 19" HORIZONTAL 1U | 77 | EACH | K09
050451208 | Vertiv Knürr Cable Management 19" HORIZONTAL 1U | 77 | EACH | K09
050451211 | COVER FOR 19" Vertiv Knürr Cable Management HORIZON. 1U | 49 | EACH | K09
050451218 | COVER FOR 19" Vertiv Knürr Cable Management HORIZON. 1U | 49 | EACH | K09
050451221 | Vertiv Knürr Cable Management 19" HORIZONTAL 2U | 81 | EACH | K09
050451228 | Vertiv Knürr Cable Management 19" HORIZONTAL 2U | 81 | EACH | K09
050451231 | COVER FOR 19" Vertiv Knürr Cable Management HORIZON. 2U | 50 | EACH | K09
050451238 | COVER FOR 19" Vertiv Knürr Cable Management HORIZON. 2U | 50 | EACH | K09
050451309 | SET BRUSH STRIPS F. Vertiv Knürr Cable Management VERT. | 50 | EACH | K09
050451321 | SET AIR PARTITIONING F. Vertiv Knürr Cable Management Vertiv Knürr DCM | 152 | EACH | K09
050451328 | SET AIR PARTITIONING F. Vertiv Knürr Cable Management Vertiv Knürr DCM | 152 | EACH | K09
050451331 | SET AIR PARTITIONING F. Vertiv Knürr Cable Management H2000 | 183 | EACH | K09
050451338 | SET AIR PARTITIONING F. Vertiv Knürr Cable Management H2000 | 183 | EACH | K09
050451341 | SET AIR PARTITIONING F. Vertiv Knürr Cable Management H2200 | 183 | EACH | K09
050451348 | SET AIR PARTITIONING F. Vertiv Knürr Cable Management H2200 | 183 | EACH | K09
050451361 | SET CASCADING F. Vertiv Knürr Cable Management VERT. Vertiv Knürr DCM | 92 | EACH | K09
050451368 | SET CASCADING F. Vertiv Knürr Cable Management VERT. Vertiv Knürr DCM | 92 | EACH | K09
050451371 | SET CASCADING F. Vertiv Knürr Cable Management VERT. MIR | 92 | EACH | K09
050451378 | SET CASCADING F. Vertiv Knürr Cable Management VERT. MIR | 92 | EACH | K09
050451451 | CableTray to back d565-750 | 148 | EACH | K09
050451458 | CableTray to back d565-750 | 148 | EACH | K09
050451521 | Knürr MIR2 Rack - Vertiv Knürr Cable Management, Vertical H2000 | 755 | EACH | K09
050451528 | Knürr MIR2 Rack - Vertiv Knürr Cable Management, Vertical H2000 | 755 | EACH | K09
050451531 | Knürr MIR2 Rack - Vertiv Knürr Cable Management, Vertical H2200 | 803 | EACH | K09
050451538 | Knürr MIR2 Rack - Vertiv Knürr Cable Management, Vertical H2200 | 803 | EACH | K09
011314659001 | COMPACT LAMP | 210 | EACH | K09
050450011001 | Rack top cable management - Depth support, for rack depth 1300 mm, color RAL 7035 light gray | 107 | EACH | K09
050450011002 | Rack top cable management - Depth support, for rack depth 1400 mm, color RAL 7035 light gray | 109 | EACH | K09
050450011003 | Rack top cable management - Depth support, for rack depth 1500 mm, color RAL 7035 light gray | 113 | EACH | K09
050450018001 | Rack top cable management - Depth support, for rack depth 1300 mm, color RAL 7021 dark grey | 107 | EACH | K09
050450018002 | Rack top cable management - Depth support, for rack depth 1400 mm, color RAL 7021 dark grey | 109 | EACH | K09
050450018003 | Rack top cable management - Depth support, for rack depth 1500 mm, color RAL 7021 dark grey | 113 | EACH | K09
050401609001 | Multifunctional brace D300MM | 107 | EACH | K09
050401809001 | C-Extrusion Rail D300 mm | 117 | EACH | K09
050402009001 | Cable Routing Brace D300 /L193,5mm Set 4PCS | 194 | EACH | K09
030280211 | Vertiv Knürr DCC Containment SWING DOOR AW1200 H2000 SET | 2822 | EACH | K08
030280218 | Vertiv Knürr DCC Containment SWING DOOR AW1200 H2000 SET | 2822 | EACH | K08
030290581001 | Vertiv Knürr DCC Containment FILLER PANEL W300 H2000-2700 | 294 | EACH | K08
030290581004 | Vertiv Knürr DCC Containment FILLER PANEL W300 H2000-2700 | 440 | EACH | K08
030290581006 | Vertiv Knürr DCC Containment FILLER PANEL W600 H2000-2700 | 588 | EACH | K08
030290588001 | Vertiv Knürr DCC Containment FILLER PANEL W600 H2000-2700 | 343 | EACH | K08
030290588004 | Vertiv Knürr DCC Containment FILLER PANEL W800 H2000-2700 | 444 | EACH | K08
030290588006 | Vertiv Knürr DCC Containment FILLER PANEL W800 H2000-2700 | 539 | EACH | K08
030280221 | Vertiv Knürr DCC Containment SWING DOOR AW1200 H2200 SET | 2786 | EACH | K08
030280228 | Vertiv Knürr DCC Containment SWING DOOR AW1200 H2200 SET | 2786 | EACH | K08
030280461 | Vertiv Knürr DCC Containment SWING DOOR AW1800 H2000 SET | 3185 | EACH | K08
030280468 | Vertiv Knürr DCC Containment SWING DOOR AW1800 H2000 SET | 3185 | EACH | K08
030280471 | Vertiv Knürr DCC Containment SWING DOOR AW1800 H2200 SET | 2959 | EACH | K08
030280478 | Vertiv Knürr DCC Containment SWING DOOR AW1800 H2200 SET | 2959 | EACH | K08
030282119 | RAISED FLOOR AIR BARRAGE C.ENTRY 200X130 | 138 | EACH | K08
030282129 | RAISED FLOOR AIR BARRAGE C.ENTRY 530X130 | 258 | EACH | K08
030290101 | Vertiv Knürr DCC Containment END BRACKET AW1200 (PAIR) | 117 | EACH | K08
030290108 | Vertiv Knürr DCC Containment END BRACKET AW1200 (PAIR) | 117 | EACH | K08
030290121 | Vertiv Knürr DCC Containment END BRACKET AW1800 (PAIR) | 138 | EACH | K08
030290128 | Vertiv Knürr DCC Containment END BRACKET AW1800 (PAIR) | 138 | EACH | K08
030290261 | Vertiv Knürr DCC Containment SLIDING DOOR AW1200 H2000 | 2450 | EACH | K08
030290268 | Vertiv Knürr DCC Containment SLIDING DOOR AW1200 H2000 | 1969 | EACH | K08
030290271 | Vertiv Knürr DCC Containment SLIDING DOOR AW1200 H2200 | 2043 | EACH | K08
030290278 | Vertiv Knürr DCC Containment SLIDING DOOR AW1200 H2200 | 2043 | EACH | K08
030290291 | Vertiv Knürr DCC Containment SLIDING DOOR ACCESS CONTROL | 12618 | EACH | K08
030290298 | Vertiv Knürr DCC Containment SLIDING DOOR ACCESS CONTROL | 12618 | EACH | K08
030290311 | Vertiv Knürr DCC Containment END WALL ELEMENT AW1200 H2000 | 686 | EACH | K08
030290318 | Vertiv Knürr DCC Containment END WALL ELEMENT AW1200 H2000 | 686 | EACH | K08
030290321 | Vertiv Knürr DCC Containment END WALL ELEMENT AW1200 H2200 | 723 | EACH | K08
030290328 | Vertiv Knürr DCC Containment END WALL ELEMENT AW1200 H2200 | 723 | EACH | K08
030290371 | Vertiv Knürr DCC Containment END WALL ELEMENT AW1800 H2000 | 905 | EACH | K08
030290378 | Vertiv Knürr DCC Containment END WALL ELEMENT AW1800 H2000 | 905 | EACH | K08
030290381 | Vertiv Knürr DCC Containment END WALL ELEMENT AW1800 H2200 | 943 | EACH | K08
030290388 | Vertiv Knürr DCC Containment END WALL ELEMENT AW1800 H2200 | 943 | EACH | K08
030290409 | Vertiv Knürr DCC Containment KIT SEALING 4.8M | 192 | SET | K08
030290411 | Vertiv Knürr DCC Containment PROTECTION BRACKET ROOF | 76 | PAIR | K08
030290418 | Vertiv Knürr DCC Containment PROTECTION BRACKET ROOF | 76 | PAIR | K08
030290429 | Vertiv Knürr DCC Containment UL-FOAM 40x40 5x2M (5PCS.) | 124 | EACH | K08
030290439 | Vertiv Knürr DCC Containment UL-FOAM 20x20 5x2M (5PCS.) | 75 | EACH | K08
030290449 | Vertiv Knürr DCC Containment UL-FOAM 5x10 5x2M (5PCS.) | 90 | EACH | K08
030290459 | Vertiv Knürr DCC Containment UL-FOAM 25x40 5x2M (5PCS.) | 104 | EACH | K08
030290461 | Vertiv Knürr DCC Containment ELECTRICAL DOOR CLOSER | 2261 | EACH | K08
030290468 | Vertiv Knürr DCC Containment ELECTRICAL DOOR CLOSER | 2261 | EACH | K08
030290471 | Vertiv Knürr DCC Containment MECHANICAL DOOR CLOSER | 673 | EACH | K08
030290478 | Vertiv Knürr DCC Containment MECHANICAL DOOR CLOSER | 673 | EACH | K08
030290489 | Vertiv Knürr DCC Containment UL-FOAM 40x25 5x2M (5PCS.) | 182 | EACH | K08
030290511 | Vertiv Knürr DCC Containment HEIGHT PANEL H200 W600 | 170 | EACH | K08
030290518 | Vertiv Knürr DCC Containment HEIGHT PANEL H200 W600 | 96 | EACH | K08
030290521 | Vertiv Knürr DCC Containment HEIGHT PANEL H200 W800 | 138 | EACH | K08
030290528 | Vertiv Knürr DCC Containment HEIGHT PANEL H200 W800 | 138 | EACH | K08
030290551 | Vertiv Knürr DCC Containment FILLER PANEL W300 | 216 | EACH | K08
030290558 | Vertiv Knürr DCC Containment FILLER PANEL W300 | 216 | EACH | K08
030290561 | Vertiv Knürr DCC Containment FILLER PANEL W600 | 412 | EACH | K08
030290568 | Vertiv Knürr DCC Containment FILLER PANEL W600 | 412 | EACH | K08
030290581 | Vertiv Knürr DCC Containment FILLER PANEL W800 | 412 | EACH | K08
030290588 | Vertiv Knürr DCC Containment FILLER PANEL W800 | 412 | EACH | K08
030290661 | Vertiv Knürr DCC Containment SLIDING DOOR AW1800 H2000 | 2459 | EACH | K08
030290668 | Vertiv Knürr DCC Containment SLIDING DOOR AW1800 H2000 | 2459 | EACH | K08
030290671 | Vertiv Knürr DCC Containment SLIDING DOOR AW1800 H2200 | 2534 | EACH | K08
030290678 | Vertiv Knürr DCC Containment SLIDING DOOR AW1800 H2200 | 2534 | EACH | K08
030290901 | RAISED FLOOR GRATE RAL7035 | 162 | EACH | K08
030290908 | RAISED FLOOR GRATE RAL7021 | 162 | EACH | K08
030291151 | Vertiv Knürr DCC Containment CROSS BR. EXTINGUISH GB1200 | 189 | EACH | K08
030291158 | Vertiv Knürr DCC Containment CROSS BR. EXTINGUISH GB1200 | 189 | EACH | K08
030291171 | Vertiv Knürr DCC Containment CROSS BR. EXTINGUISH GB1800 | 201 | EACH | K08
030291178 | Vertiv Knürr DCC Containment CROSS BR. EXTINGUISH GB1800 | 265 | EACH | K08
030291201 | Vertiv Knürr DCC Containment ROOF W300 AW1200 | 490 | EACH | K08
030291208 | Vertiv Knürr DCC Containment ROOF W300 AW1200 | 490 | EACH | K08
030291221 | Vertiv Knürr DCC Containment ROOF W300 AW1800 | 628 | EACH | K08
030291228 | Vertiv Knürr DCC Containment ROOF W300 AW1800 | 628 | EACH | K08
030291231 | Vertiv Knürr DCC Containment ROOF W600 AW1200 | 510 | EACH | K08
030291238 | Vertiv Knürr DCC Containment ROOF W600 AW1200 | 510 | EACH | K08
030291251 | Vertiv Knürr DCC Containment ROOF W600 AW1800 | 728 | EACH | K08
030291258 | Vertiv Knürr DCC Containment ROOF W600 AW1800 | 728 | EACH | K08
030291261 | Vertiv Knürr DCC Containment ROOF W800 AW1200 | 569 | EACH | K08
030291268 | Vertiv Knürr DCC Containment ROOF W800 AW1200 | 569 | EACH | K08
030291281 | Vertiv Knürr DCC Containment ROOF W800 AW1800 | 807 | EACH | K08
030291288 | Vertiv Knürr DCC Containment ROOF W800 AW1800 | 807 | EACH | K08
030291291 | Vertiv Knürr DCC Containment ROOF W2400 AW1200 | 1249 | EACH | K08
030291298 | Vertiv Knürr DCC Containment ROOF W2400 AW1200 | 1249 | EACH | K08
030291311 | Vertiv Knürr DCC Containment ROOF W2400 AW1800 | 1534 | EACH | K08
030291318 | Vertiv Knürr DCC Containment ROOF W2400 AW1800 | 1534 | EACH | K08
030291321 | Vertiv Knürr DCC Containment SENSORBOX KIT | 50 | EACH | K08
030291328 | Vertiv Knürr DCC Containment SENSORBOX KIT | 50 | EACH | K08
030291341 | Vertiv Knürr DCC Containment Vertiv Knürr DCM GAP COVERING B300 | 84 | EACH | K08
030291348 | Vertiv Knürr DCC Containment Vertiv Knürr DCM GAP COVERING W300 | 84 | EACH | K08
030291351 | Vertiv Knürr DCC Containment Vertiv Knürr DCM GAP COVERING B600 | 65 | EACH | K08
030291358 | Vertiv Knürr DCC Containment Vertiv Knürr DCM GAP COVERING B600 | 65 | EACH | K08
030291371 | Vertiv Knürr DCC Containment Vertiv Knürr DCM GAP COVERING B800 | 77 | EACH | K08
030291378 | Vertiv Knürr DCC Containment Vertiv Knürr DCM GAP COVERING W800 | 77 | EACH | K08
030291391 | Vertiv Knürr DCC Containment Vertiv Knürr DCM GAP COVERING W1000 | 124 | EACH | K08
030291398 | Vertiv Knürr DCC Containment Vertiv Knürr DCM GAP COVERING W1000 | 124 | EACH | K08
030291401 | Vertiv Knürr DCC Containment Höhenblende Vertiv Knürr DCM H221 B300 | 135 | EACH | K08
030291408 | Vertiv Knürr DCC Containment HEIGHT PANEL Vertiv Knürr DCM H221 W300 | 150 | EACH | K08
030291411 | Vertiv Knürr DCC Containment HEIGHT PANEL Vertiv Knürr DCM H221 W600 | 146 | EACH | K08
030291418 | Vertiv Knürr DCC Containment HEIGHT PANEL Vertiv Knürr DCM H221 W600 | 171 | EACH | K08
030291431 | Vertiv Knürr DCC Containment HEIGHT PANEL Vertiv Knürr DCM H221 W800 | 146 | EACH | K08
030291438 | Vertiv Knürr DCC Containment HEIGHT PANEL Vertiv Knürr DCM H221 W800 | 182 | EACH | K08
030291451 | Vertiv Knürr DCC Containment HEIGHT PANEL Vertiv Knürr DCM H221 W1000 | 176 | EACH | K08
030291458 | Vertiv Knürr DCC Containment HEIGHT PANEL Vertiv Knürr DCM H221 W1000 | 176 | EACH | K08
030291901 | Vertiv Knürr DCC Containment SLIDING DOOR AW900-1200 H2000-2200 WALL | 2043 | EACH | K08
030291908 | Vertiv Knürr DCC Containment SLIDING DOOR AW900-1200 H2000-2200 WALL | 2043 | EACH | K08
030291921 | Vertiv Knürr DCC Containment ELECTR. DOOR CLOSER WALL-M. | 2261 | EACH | K08
030291928 | Vertiv Knürr DCC Containment ELECTR. DOOR CLOSER WALL-M. | 2261 | EACH | K08
030291931 | Vertiv Knürr DCC Containment MECH. DOOR CLOSER WALL-MOUNT. | 634 | EACH | K08
030291938 | Vertiv Knürr DCC Containment MECH. DOOR CLOSER WALL-MOUNT. | 634 | EACH | K08
030291951 | Vertiv Knürr DCC Containment ROOF WALL-MOUNT AW1200 L300 | 630 | EACH | K08
030291958 | Vertiv Knürr DCC Containment ROOF WALL-MOUNT AW1200 L300 | 720 | EACH | K08
030291961 | Vertiv Knürr DCC Containment ROOF WALL-MOUNT AW1200 L600 | 666 | EACH | K08
030291968 | Vertiv Knürr DCC Containment ROOF WALL-MOUNT AW1200 L600 | 720 | EACH | K08
030291971 | Vertiv Knürr DCC Containment ROOF WALL-MOUNT AW1200 L800 | 759 | EACH | K08
030291978 | Vertiv Knürr DCC Containment ROOF WALL-MOUNT AW1200 L800 | 833 | EACH | K08
030291981 | Vertiv Knürr DCC Containment ROOF WALL-MOUNT AW1200 L2400 | 1662 | EACH | K08
030291988 | Vertiv Knürr DCC Containment ROOF WALL-MOUNT AW1200 L2400 | 1743 | EACH | K08
030291991 | Vertiv Knürr DCC Containment END BRACKET WALL AW1200 (PAIR) | 115 | EACH | K08
030291998 | Vertiv Knürr DCC Containment END BRACKET WALL AW1200 (PAIR) | 115 | EACH | K08
030292001 | SwitchTube RAISED FLOOR H2000 | 1662 | EACH | K08
030292008 | SwitchTube RAISED FLOOR H2000 | 1743 | EACH | K08
030292021 | SwitchTube RAISED FLOOR H2200 | 1743 | EACH | K08
030292028 | SwitchTube RAISED FLOOR H2200 | 1482 | EACH | K08
030292071 | SwitchTube 19" 2U SWITCH BACK-TO-FRONT | 653 | EACH | K08
030292078 | SwitchTube 19" 2U SWITCH BACK-TO-FRONT | 653 | EACH | K08
030292081 | SwitchTube 19" FOR 3U SWITCH | 560 | EACH | K08
030292088 | SwitchTube 19" FOR 3U SWITCH | 560 | EACH | K08
030292101 | SwitchTube 19" FOR 1U SWITCH | 484 | EACH | K08
030292108 | SwitchTube 19" FOR 1U SWITCH | 484 | EACH | K08
030292111 | SwitchTube 19" FOR 2U SWITCH | 522 | EACH | K08
030292118 | SwitchTube 19" FOR 2U SWITCH | 522 | EACH | K08
030292121 | SwitchTube 19" FOR 1U SWITCH BACK-TO-FRONT | 614 | EACH | K08
030292128 | SwitchTube 19" FOR 1U SWITCH BACK-TO-FRONT | 614 | EACH | K08
030292131 | SwitchTube 19" CORE 7-12U 320MM | 1327 | EACH | K08
030292138 | SwitchTube 19" CORE 7-12U 320MM | 1227 | EACH | K08
030292141 | SwitchTube 19" CORE 4-6U 550MM | 1163 | EACH | K08
030292148 | SwitchTube 19" CORE 4-6U 550MM | 1044 | EACH | K08
030292151 | SwitchTube 19" CORE 7-12U 610MM | 1127 | EACH | K08
030292158 | SwitchTube 19" CORE 7-12U 610MM | 1127 | EACH | K08
030292171 | SwitchTube 19" CORE 12-21U 460MM | 1186 | EACH | K08
030292178 | SwitchTube 19" CORE 12-21U 460MM | 1186 | EACH | K08
030292181 | SwitchTube 19" CORE 12-21U 610MM | 1186 | EACH | K08
030292188 | SwitchTube 19" CORE 12-21U 610MM | 1186 | EACH | K08
030292191 | SwitchTube 19" CORE 7-12U 460MM | 1127 | EACH | K08
030292198 | SwitchTube 19" CORE 7-12U 460MM | 1127 | EACH | K08
030292221 | SwitchRack FOR CISCO NEXUS 7018 | 5404 | EACH | K08
030292228 | SwitchRack FOR CISCO NEXUS 7018 | 5404 | EACH | K08
030292307 | SwitchTube CHASSIS RUNNER d740 PAIR | 149 | PAIR | K08
SA1-01001NB | SWITCHAIR PASSIVE DUAL SIDE INTAKE 1U | 354 | EACH | K08
SA1-01001SS | SWITCHAIR PASSIVE SINGLE SIDE INTAKE 1U | 344 | EACH | K08
SA1-01002 | SWITCHAIR PASSIVE REAR IN-FRONT EXH 1U | 354 | EACH | K08
SA1-01002L | SWITCHAIR PASSIVE REAR IN-FRONT EXH 1U | 409 | EACH | K08
SA1-01002S | SWITCHAIR PASSIVE REAR IN-FRONT EXH 1U | 327 | EACH | K08
SA1-01002XS | SWITCHAIR PASSIVE REAR IN-FRONT EXH 1U | 320 | EACH | K08
SA1-01002XLNB | SWITCHAIR PASSIVE REAR IN-FRONT EXH 1U | 706 | EACH | K08
SA1-02003 | SWITCHAIR PASSIVE REAR IN-FRONT EXH 2U | 481 | EACH | K08
SA1-02003L | SWITCHAIR PASSIVE REAR IN-FRONT EXH 2U | 375 | EACH | K08
SA1-02003S | SWITCHAIR PASSIVE REAR IN-FRONT EXH 2U | 375 | EACH | K08
SA1-02003XS | SWITCHAIR PASSIVE REAR INTAKE 2U | 492 | EACH | K08
SA1-02005 | SWITCHAIR PASSIVE SIDE INTAKE 2U | 637 | EACH | K08
SA1-03001 | SWITCHAIR PASSIVE SIDE INTAKE 3U | 616 | EACH | K08
SA1-09001 | SWITCHAIR PASSIVE SIDE EXH DEFLECTOR 9U | 282 | EACH | K08
SA2-002 | SWITCHAIR ACTIVE SIDE IN OR REAR IN 2U | 1510 | EACH | K08
SA2-003 | SWITCHAIR ACTIVE SINGLE SIDE INTAKE 2U | 858 | EACH | K08
SA2-004 | SWITCHAIR ACTIVE FRONT INTAKE 2U | 1510 | EACH | K08
SA2-006 | SWITCHAIR ACTIVE SIDE IN CORE SWITCH 2U | 2352 | EACH | K08
012404409 | Vertiv Knürr DPR Enclosure 19" EXTRUSION T-SLOT 6U | 48 | PAIR | K10
012404439 | Vertiv Knürr DPR Enclosure 19" EXTRUSION T-SLOT 9U | 52 | PAIR | K10
012404459 | Vertiv Knürr DPR Enclosure 19" EXTRUSION T-SLOT 12U | 55 | PAIR | K10
012404469 | Vertiv Knürr DPR Enclosure 19" EXTRUSION T-SLOT 15U | 60 | PAIR | K10
012404479 | Vertiv Knürr DPR Enclosure 19" EXTRUSION T-SLOT 18U | 62 | PAIR | K10
012404489 | Vertiv Knürr DPR Enclosure 19" EXTRUSION T-SLOT 21U | 64 | PAIR | K10
012404499 | Vertiv Knürr DPR Enclosure 19" EXTRUSION T-SLOT 24U | 67 | PAIR | K10
012404541 | Vertiv Knürr DPR Enclosure REAR PANEL CLOSED 6U | 42 | EACH | K10
012404571 | Vertiv Knürr DPR Enclosure REAR PANEL CLOSED 9U | 52 | EACH | K10
012404591 | Vertiv Knürr DPR Enclosure REAR PANEL CLOSED 12U | 60 | EACH | K10
012404601 | Vertiv Knürr DPR Enclosure REAR PANEL CLOSED 15U | 63 | EACH | K10
012404611 | Vertiv Knürr DPR Enclosure REAR PANEL CLOSED 18U | 70 | EACH | K10
012404621 | Vertiv Knürr DPR Enclosure REAR PANEL CLOSED 21U | 93 | EACH | K10
012404909 | Vertiv Knürr DPR Enclosure 19" EXTRUSION MOUNTING HOLES 6U | 53 | PAIR | K10
012404939 | Vertiv Knürr DPR Enclosure 19" EXTRUSION MOUNTING HOLES 9U | 58 | PAIR | K10
012404959 | Vertiv Knürr DPR Enclosure 19" EXTRUSION MOUNTING HOLES 12U | 60 | PAIR | K10
012404969 | Vertiv Knürr DPR Enclosure 19" EXTRUSION MOUNTING HOLES 15U | 70 | PAIR | K10
012404979 | Vertiv Knürr DPR Enclosure 19" EXTRUSION MOUNTING HOLES 18U | 74 | PAIR | K10
012404989 | Vertiv Knürr DPR Enclosure 19" EXTRUSION MOUNTING HOLES 21U | 75 | PAIR | K10
012404999 | Vertiv Knürr DPR Enclosure 19" EXTRUSION MOUNTING HOLES 24U | 76 | PAIR | K10
012405279 | Vertiv Knürr DPR Enclosure TWIN CASTOR SET D50 (4 PCS) | 112 | EACH | K10
012405289 | Vertiv Knürr DPR Enclosure TWIN CASTOR SET D75 (4 PCS) | 178 | EACH | K10
012405339 | Vertiv Knürr DPR Enclosure RETAINING BRACKET SET | 63 | PAIR | K10
012406411 | Vertiv Knürr DPR Enclosure MULTIFUNCTION HANDLES D500 | 184 | PAIR | K10
012406421 | Vertiv Knürr DPR Enclosure MULTIFUNCTION HANDLES D600 | 218 | PAIR | K10
012406431 | Vertiv Knürr DPR Enclosure MULTIFUNCTION HANDLES D700 | 226 | PAIR | K10
012406441 | Vertiv Knürr DPR Enclosure MULTIFUNCTION HANDLES D800 | 232 | PAIR | K10
012434009 | Vertiv Knürr DPR Enclosure EARTHING SET FOR ENCLOSURE | 48 | EACH | K10
012434281 | Vertiv Knürr DPR Enclosure FAN REAR PANEL 3U | 337 | EACH | K10
012434381 | Vertiv Knürr DPR Enclosure REAR PANEL WITH BRUSH STRIP 3U | 93 | EACH | K10
012435061 | Vertiv Knürr DPR Enclosure 19" WITHOUT DOOR 6U D500 | 802 | EACH | K10
012435091 | Vertiv Knürr DPR Enclosure 19" WITHOUT DOOR 9U D500 | 870 | EACH | K10
012435121 | Vertiv Knürr DPR Enclosure 19" WITHOUT DOOR 12U D500 | 919 | EACH | K10
012435151 | Vertiv Knürr DPR Enclosure 19" WITHOUT DOOR 15U D500 | 951 | EACH | K10
012435181 | Vertiv Knürr DPR Enclosure 19" WITHOUT DOOR 18U D500 | 1016 | EACH | K10
012435211 | Vertiv Knürr DPR Enclosure 19" WITHOUT DOOR 21U D500 | 1031 | EACH | K10
012435241 | Vertiv Knürr DPR Enclosure 19" WITHOUT DOOR 24U D500 | 1082 | EACH | K10
012436061 | Vertiv Knürr DPR Enclosure 19" WITHOUT DOOR 6U D600 | 808 | EACH | K10
012436091 | Vertiv Knürr DPR Enclosure 19" WITHOUT DOOR 9U D600 | 874 | EACH | K10
012436121 | Vertiv Knürr DPR Enclosure 19" WITHOUT DOOR 12U D600 | 919 | EACH | K10
012436151 | Vertiv Knürr DPR Enclosure 19" WITHOUT DOOR 15U D600 | 966 | EACH | K10
012436181 | Vertiv Knürr DPR Enclosure 19" WITHOUT DOOR 18U D600 | 1010 | EACH | K10
012436211 | Vertiv Knürr DPR Enclosure 19" WITHOUT DOOR 21U D600 | 1049 | EACH | K10
012436241 | Vertiv Knürr DPR Enclosure 19" WITHOUT DOOR 24U D600 | 1102 | EACH | K10
012437121 | Vertiv Knürr DPR Enclosure 19" WITHOUT DOOR 12U D700 | 959 | EACH | K10
012437151 | Vertiv Knürr DPR Enclosure 19" WITHOUT DOOR 15U D700 | 1006 | EACH | K10
012437181 | Vertiv Knürr DPR Enclosure 19" WITHOUT DOOR 18U D700 | 1049 | EACH | K10
012437211 | Vertiv Knürr DPR Enclosure 19" WITHOUT DOOR 21U D700 | 1102 | EACH | K10
012437241 | Vertiv Knürr DPR Enclosure 19" WITHOUT DOOR 24U D700 | 1140 | EACH | K10
012438121 | Vertiv Knürr DPR Enclosure 19" WITHOUT DOOR 12U D800 | 999 | EACH | K10
012438151 | Vertiv Knürr DPR Enclosure 19" WITHOUT DOOR 15U D800 | 1049 | EACH | K10
012438181 | Vertiv Knürr DPR Enclosure 19" WITHOUT DOOR 18U D800 | 1102 | EACH | K10
012438211 | Vertiv Knürr DPR Enclosure 19" WITHOUT DOOR 21U D800 | 1152 | EACH | K10
012438241 | Vertiv Knürr DPR Enclosure 19" WITHOUT DOOR 24U D800 | 1202 | EACH | K10
012454009 | Vertiv Knürr DPR Enclosure EARTHING SET FOR DOORS | 48 | EACH | K10
012466411 | Vertiv Knürr DPR Enclosure 19" W. GLASS DOOR 6U D600 | 999 | EACH | K10
012466421 | Vertiv Knürr DPR Enclosure 19" W. GLASS DOOR 9U D600 | 1078 | EACH | K10
012466431 | Vertiv Knürr DPR Enclosure 19" W. GLASS DOOR 12U D600 | 1099 | EACH | K10
012466441 | Vertiv Knürr DPR Enclosure 19" W. GLASS DOOR 15U D600 | 1140 | EACH | K10
012466451 | Vertiv Knürr DPR Enclosure 19" W. GLASS DOOR 18U D600 | 1200 | EACH | K10
012466461 | Vertiv Knürr DPR Enclosure 19" W. GLASS DOOR 21U D600 | 1232 | EACH | K10
012466471 | Vertiv Knürr DPR Enclosure 19" W. GLASS DOOR 24U D600 | 1281 | EACH | K10
012468431 | Vertiv Knürr DPR Enclosure 19" W. GLASS DOOR 12U D800 | 1147 | EACH | K10
012468441 | Vertiv Knürr DPR Enclosure 19" W. GLASS DOOR 15U D800 | 1192 | EACH | K10
012468451 | Vertiv Knürr DPR Enclosure 19" W. GLASS DOOR 18U D800 | 1248 | EACH | K10
012468461 | Vertiv Knürr DPR Enclosure 19" W. GLASS DOOR 21U D800 | 1281 | EACH | K10
012468471 | Vertiv Knürr DPR Enclosure 19" W. GLASS DOOR 24U D800 | 1326 | EACH | K10
021100101 | Vertiv Knürr SMA Compact Rack 19" WITH SERVER DOOR 9U D900 | 999 | EACH | K10
021100108 | Vertiv Knürr SMA Compact Rack 19" WITH SERVER DOOR 9U D900 | 999 | EACH | K10
021100201 | Vertiv Knürr SMA Compact Rack 19" WITH SERVER DOOR 15U D900 | 1238 | EACH | K10
021100208 | Vertiv Knürr SMA Compact Rack 19" WITH SERVER DOOR 15U D900 | 1238 | EACH | K10
021100301 | Vertiv Knürr SMA Compact Rack 19" WITH SERVER DOOR 21U D900 | 1379 | EACH | K10
021100308 | Vertiv Knürr SMA Compact Rack 19" WITH SERVER DOOR 21U D900 | 1379 | EACH | K10
021100351 | Vertiv Knürr SMA Compact Rack 19" WITH SERVER DOOR 24U D900 | 1452 | EACH | K10
021100358 | Vertiv Knürr SMA Compact Rack 19" WITH SERVER DOOR 24U D900 | 1452 | EACH | K10
021100571 | Vertiv Knürr SMA Compact Rack 19" WITH GLASS DOOR 9U D600 | 842 | EACH | K10
021100578 | Vertiv Knürr SMA Compact Rack 19" WITH GLASS DOOR 9U D600 | 842 | EACH | K10
021100591 | Vertiv Knürr SMA Compact Rack 19" WITH GLASS DOOR 9U D800 | 888 | EACH | K10
021100598 | Vertiv Knürr SMA Compact Rack 19" WITH GLASS DOOR 9U D800 | 888 | EACH | K10
021100621 | Vertiv Knürr SMA Compact Rack 19" WITH GLASS DOOR 12U D600 | 879 | EACH | K10
021100628 | Vertiv Knürr SMA Compact Rack 19" WITH GLASS DOOR 12U D600 | 879 | EACH | K10
021100641 | Vertiv Knürr SMA Compact Rack 19" WITH GLASS DOOR 12U D800 | 924 | EACH | K10
021100648 | Vertiv Knürr SMA Compact Rack 19" WITH GLASS DOOR 12U D800 | 924 | EACH | K10
021100671 | Vertiv Knürr SMA Compact Rack 19" WITH GLASS DOOR 15U D600 | 919 | EACH | K10
021100678 | Vertiv Knürr SMA Compact Rack 19" WITH GLASS DOOR 15U D600 | 919 | EACH | K10
021100691 | Vertiv Knürr SMA Compact Rack 19" WITH GLASS DOOR 15U D800 | 966 | EACH | K10
021100698 | Vertiv Knürr SMA Compact Rack 19" WITH GLASS DOOR 15U D800 | 966 | EACH | K10
021100721 | Vertiv Knürr SMA Compact Rack 19" WITH GLASS DOOR 18U D600 | 986 | EACH | K10
021100728 | Vertiv Knürr SMA Compact Rack 19" WITH GLASS DOOR 18U D600 | 986 | EACH | K10
021100741 | Vertiv Knürr SMA Compact Rack 19" WITH GLASS DOOR 18U D800 | 1006 | EACH | K10
021100748 | Vertiv Knürr SMA Compact Rack 19" WITH GLASS DOOR 18U D800 | 1006 | EACH | K10
021100771 | Vertiv Knürr SMA Compact Rack 19" WITH GLASS DOOR 21U D600 | 1006 | EACH | K10
021100778 | Vertiv Knürr SMA Compact Rack 19" WITH GLASS DOOR 21U D600 | 1006 | EACH | K10
021100791 | Vertiv Knürr SMA Compact Rack 19" WITH GLASS DOOR 21U D800 | 1050 | EACH | K10
021100798 | Vertiv Knürr SMA Compact Rack 19" WITH GLASS DOOR 21U D800 | 1050 | EACH | K10
021100821 | Vertiv Knürr SMA Compact Rack 19" WITH GLASS DOOR 24U D600 | 1052 | EACH | K10
021100828 | Vertiv Knürr SMA Compact Rack 19" WITH GLASS DOOR 24U D600 | 1052 | EACH | K10
021100841 | Vertiv Knürr SMA Compact Rack 19" WITH GLASS DOOR 24U D800 | 1095 | EACH | K10
021100848 | Vertiv Knürr SMA Compact Rack 19" WITH GLASS DOOR 24U D800 | 1095 | EACH | K10
021101071 | Vertiv Knürr SMA Compact Rack 19" WITH TRIM FRAME 9U D600 | 809 | EACH | K10
021101091 | Vertiv Knürr SMA Compact Rack 19" WITH TRIM FRAME 9U D800 | 885 | EACH | K10
021101171 | Vertiv Knürr SMA Compact Rack 19" WITH TRIM FRAME 15U D600 | 950 | EACH | K10
021101191 | Vertiv Knürr SMA Compact Rack 19" WITH TRIM FRAME 15U D800 | 1068 | EACH | K10
021101271 | Vertiv Knürr SMA Compact Rack 19" WITH TRIM FRAME 21U D600 | 1071 | EACH | K10
021101291 | Vertiv Knürr SMA Compact Rack 19" WITH TRIM FRAME 21U D800 | 1104 | EACH | K10
021102121 | Vertiv Knürr SMA Compact Rack 19" IP54 12U W600 D600 | 1286 | EACH | K10
021102141 | Vertiv Knürr SMA Compact Rack 19" IP54 12U W600 D800 | 1396 | EACH | K10
021102221 | Vertiv Knürr SMA Compact Rack 19" IP54 18U W600 D600 | 1418 | EACH | K10
021102241 | Vertiv Knürr SMA Compact Rack 19" IP54 18U W600 D800 | 1502 | EACH | K10
021102321 | Vertiv Knürr SMA Compact Rack 19" IP54 24U W600 D600 | 1569 | EACH | K10
021102341 | Vertiv Knürr SMA Compact Rack 19" IP54 24U W600 D800 | 1707 | EACH | K10
021103121 | Vertiv Knürr SMA Compact Rack 19" EMC 12U W600 D600 | 1566 | EACH | K10
021103141 | Vertiv Knürr SMA Compact Rack 19" EMC 12U W600 D800 | 1688 | EACH | K10
021103221 | Vertiv Knürr SMA Compact Rack 19" EMC 18U W600 D600 | 1756 | EACH | K10
021103241 | Vertiv Knürr SMA Compact Rack 19" EMC 18U W600 D800 | 1858 | EACH | K10
021103321 | Vertiv Knürr SMA Compact Rack 19" EMC 24U W600 D600 | 1899 | EACH | K10
021103341 | Vertiv Knürr SMA Compact Rack 19" EMC 24U W600 D800 | 2007 | EACH | K10
021110020 | Vertiv Knürr SMA Compact Rack DEPTH EXTRUSION D600 | 38 | EACH | K10
021110040 | Vertiv Knürr SMA Compact Rack DEPTH EXTRUSION D800 | 39 | EACH | K10
021110050 | Vertiv Knürr SMA Compact Rack DEPTH EXTRUSION D900 | 35 | EACH | K10
021110421 | Vertiv Knürr SMA Compact Rack TOP/BOTTOM COVER W. CABLE ENTRY D600 | 129 | EACH | K10
021110441 | Vertiv Knürr SMA Compact Rack TOP/BOTTOM COVER W. CABLE ENTRY D800 | 140 | EACH | K10
021110451 | Vertiv Knürr SMA Compact Rack TOP/BOTTOM COVER W. CABLE ENTRY D900 | 148 | EACH | K10
021110458 | Vertiv Knürr SMA Compact Rack TOP/BOTTOM COVER W. CABLE ENTRY D900 | 148 | EACH | K10
021110521 | Vertiv Knürr SMA Compact Rack TOP/BOTTOM COVER CLOSED D600 | 88 | EACH | K10
021110541 | Vertiv Knürr SMA Compact Rack TOP/BOTTOM COVER CLOSED D800 | 99 | EACH | K10
021110551 | Vertiv Knürr SMA Compact Rack TOP/BOTTOM COVER CLOSED D900 | 116 | EACH | K10
021110558 | Vertiv Knürr SMA Compact Rack TOP/BOTTOM COVER CLOSED D900 | 116 | EACH | K10
021110621 | Vertiv Knürr SMA Compact Rack BOTTOM COVER PERF. W. FILTER MAT D600 | 186 | EACH | K10
021110641 | Vertiv Knürr SMA Compact Rack BOTTOM COVER PERF. W. FILTER MAT D800 | 226 | EACH | K10
021110689 | Vertiv Knürr SMA Compact Rack FILTER MAT D600 ( 5 PCS) | 226 | EACH | K10
021110699 | Vertiv Knürr SMA Compact Rack FILTER MAT D800 ( 5 PCS) | 261 | EACH | K10
021110761 | Vertiv Knürr SMA Compact Rack REAR DOOR CLOSED 9U W600 | 146 | EACH | K10
021110771 | Vertiv Knürr SMA Compact Rack REAR DOOR CLOSED 12U W600 | 151 | EACH | K10
021110781 | Vertiv Knürr SMA Compact Rack REAR DOOR CLOSED 15U W600 | 161 | EACH | K10
021110791 | Vertiv Knürr SMA Compact Rack REAR DOOR CLOSED 18U W600 | 171 | EACH | K10
021110801 | Vertiv Knürr SMA Compact Rack REAR DOOR CLOSED 21U W600 | 180 | EACH | K10
021110811 | Vertiv Knürr SMA Compact Rack REAR DOOR CLOSED 24U W600 | 185 | EACH | K10
021110861 | Vertiv Knürr SMA Compact Rack GLASS DOOR W. SWING HANDLE 9U | 200 | EACH | K10
021110871 | Vertiv Knürr SMA Compact Rack GLASS DOOR W. SWING HANDLE 12U | 211 | EACH | K10
021110881 | Vertiv Knürr SMA Compact Rack GLASS DOOR W. SWING HANDLE 15U | 226 | EACH | K10
021110891 | Vertiv Knürr SMA Compact Rack GLASS DOOR W. SWING HANDLE 18U | 235 | EACH | K10
021110901 | Vertiv Knürr SMA Compact Rack GLASS DOOR W. SWING HANDLE 21U | 251 | EACH | K10
021110911 | Vertiv Knürr SMA Compact Rack GLASS DOOR W. SWING HANDLE 24U | 262 | EACH | K10
021110961 | Vertiv Knürr SMA Compact Rack PERF. DOOR W. SWING HANDLE 9U | 230 | EACH | K10
021110971 | Vertiv Knürr SMA Compact Rack PERF. DOOR W. SWING HANDLE 12U | 253 | EACH | K10
021110981 | Vertiv Knürr SMA Compact Rack PERF. DOOR W. SWING HANDLE 15U | 272 | EACH | K10
021110991 | Vertiv Knürr SMA Compact Rack PERF. DOOR W. SWING HANDLE 18U | 292 | EACH | K10
021111001 | Vertiv Knürr SMA Compact Rack PERF. DOOR W. SWING HANDLE 21U | 312 | EACH | K10
021111011 | Vertiv Knürr SMA Compact Rack PERF. DOOR W. SWING HANDLE 24U | 331 | EACH | K10
021111469 | Vertiv Knürr SMA Compact Rack 19" EXTRUSION T-SLOT 9U | 95 | PAIR | K10
021111479 | Vertiv Knürr SMA Compact Rack 19" EXTRUSION T-SLOT 12U | 96 | PAIR | K10
021111489 | Vertiv Knürr SMA Compact Rack 19" EXTRUSION T-SLOT 15U | 99 | PAIR | K10
021111499 | Vertiv Knürr SMA Compact Rack 19" EXTRUSION T-SLOT 18U | 118 | PAIR | K10
021111509 | Vertiv Knürr SMA Compact Rack 19" EXTRUSION T-SLOT 21U | 120 | PAIR | K10
021111519 | Vertiv Knürr SMA Compact Rack 19" EXTRUSION T-SLOT 24U | 130 | PAIR | K10
021111569 | Vertiv Knürr SMA Compact Rack 19" EXTRUSION MOUNT. HOLES 9U | 64 | PAIR | K10
021111579 | Vertiv Knürr SMA Compact Rack 19" EXTRUSION MOUNT. HOLES 12U | 72 | PAIR | K10
021111589 | Vertiv Knürr SMA Compact Rack 19" EXTRUSION MOUNT. HOLES 15U | 74 | PAIR | K10
021111599 | Vertiv Knürr SMA Compact Rack 19" EXTRUSION MOUNT. HOLES 18U | 77 | PAIR | K10
021111609 | Vertiv Knürr SMA Compact Rack 19" EXTRUSION MOUNT. HOLES 21U | 80 | PAIR | K10
021111619 | Vertiv Knürr SMA Compact Rack 19" EXTRUSION MOUNT. HOLES 24U | 82 | PAIR | K10
021111719 | Vertiv Knürr SMA Compact Rack STACKING KIT (4 PCS) | 37 | EACH | K10
021111759 | Vertiv Knürr SMA Compact Rack TWIN CASTOR SET D50 (4 PCS) | 73 | EACH | K10
021111809 | Vertiv Knürr SMA Compact Rack VENTILATION UNIT | 295 | EACH | K10
021111819 | Vertiv Knürr SMA Compact Rack VENTILATION UNIT SILENT | 295 | EACH | K10
021112011 | Vertiv Knürr SMA Compact Rack PLINTH H100 D600 | 294 | EACH | K10
021112031 | Vertiv Knürr SMA Compact Rack PLINTH H100 D800 | 303 | EACH | K10
021112041 | Vertiv Knürr SMA Compact Rack PLINTH H100 D900 | 472 | EACH | K10
021112048 | Vertiv Knürr SMA Compact Rack PLINTH H100 D900 | 472 | EACH | K10
021112061 | Vertiv Knürr SMA Compact Rack PLINTH W. CABLE ENTRY | 73 | EACH | K10
021112068 | Vertiv Knürr SMA Compact Rack PLINTH W. CABLE ENTRY | 73 | EACH | K10
021112209 | Vertiv Knürr SMA Compact Rack WALL-MOUNTING KIT | 116 | EACH | K10
021113011 | Vertiv Knürr SMA Compact Rack CONNECTION PANEL IP54 3U | 194 | EACH | K10
021113021 | Vertiv Knürr SMA Compact Rack REAR PANEL IP54 CLOSED 6U | 216 | EACH | K10
021113031 | Vertiv Knürr SMA Compact Rack REAR PANEL IP54 CLOSED 9U | 220 | EACH | K10
021113041 | Vertiv Knürr SMA Compact Rack REAR PANEL IP54 CLOSED 12U | 226 | EACH | K10
021113051 | Vertiv Knürr SMA Compact Rack REAR PANEL IP54 CLOSED 15U | 229 | EACH | K10
021113061 | Vertiv Knürr SMA Compact Rack REAR PANEL IP54 CLOSED 18U | 233 | EACH | K10
021113071 | Vertiv Knürr SMA Compact Rack REAR PANEL IP54 CLOSED 21U | 238 | EACH | K10
021113081 | Vertiv Knürr SMA Compact Rack REAR PANEL IP54 CLOSED 3U | 196 | EACH | K10
021113111 | Vertiv Knürr SMA Compact Rack CONNECTION PANEL IP54 W. CABLE ENTRY 3U | 218 | EACH | K10
021113121 | Vertiv Knürr SMA Compact Rack CONNECTION PANEL IP65 W. CABLE ENTRY 3U | 148 | EACH | K10
021113221 | Vertiv Knürr SMA Compact Rack CONNECTION PANEL IP54 FOR FAN UNIT 6U | 169 | EACH | K10
021113511 | Vertiv Knürr SMA Compact Rack CONNECTION PANEL EMC 3U | 248 | EACH | K10
021113531 | Vertiv Knürr SMA Compact Rack REAR PANEL EMC CLOSED 9U | 216 | EACH | K10
021113541 | Vertiv Knürr SMA Compact Rack REAR PANEL EMC CLOSED 12U | 247 | EACH | K10
021113551 | Vertiv Knürr SMA Compact Rack REAR PANEL EMC CLOSED 15U | 258 | EACH | K10
021113611 | Vertiv Knürr SMA Compact Rack CONNECTION PANEL EMC W. CABLE ENTRY 3U | 277 | EACH | K10
021113721 | Vertiv Knürr SMA Compact Rack CONNECTION PANEL EMC FOR FAN UNIT 6U | 214 | EACH | K10
050100071 | Vertiv Knürr CON Wall Enclosure 6U W600 D500 WITH GLASS DOOR | 816 | EACH | K10
050100081 | Vertiv Knürr CON Wall Enclosure 9U W600 D500 WITH GLASS DOOR | 884 | EACH | K10
050100091 | Vertiv Knürr CON Wall Enclosure 12U W600 D500 WITH GLASS DOOR | 893 | EACH | K10
050100101 | Vertiv Knürr CON Wall Enclosure 15U W600 D500 WITH GLASS DOOR | 912 | EACH | K10
050100111 | Vertiv Knürr CON Wall Enclosure 18U W600 D500 WITH GLASS DOOR | 941 | EACH | K10
050100121 | Vertiv Knürr CON Wall Enclosure 21U W600 D500 WITH GLASS DOOR | 980 | EACH | K10
050100131 | Vertiv Knürr CON Wall Enclosure 24U W600 D500 WITH GLASS DOOR | 1037 | EACH | K10
050100141 | Vertiv Knürr CON Wall Enclosure 6U W600 D600 WITH GLASS DOOR | 903 | EACH | K10
050100151 | Vertiv Knürr CON Wall Enclosure 9U W600 D600 WITH GLASS DOOR | 941 | EACH | K10
050100161 | Vertiv Knürr CON Wall Enclosure 12U W600 D600 WITH GLASS DOOR | 951 | EACH | K10
050100171 | Vertiv Knürr CON Wall Enclosure 15U W600 D600 WITH GLASS DOOR | 1104 | EACH | K10
050100181 | Vertiv Knürr CON Wall Enclosure 18U W600 D600 WITH GLASS DOOR | 1133 | EACH | K10
050100191 | Vertiv Knürr CON Wall Enclosure 21U W600 D600 WITH GLASS DOOR | 1152 | EACH | K10
050100201 | Vertiv Knürr CON Wall Enclosure 24U W600 D600 WITH GLASS DOOR | 1172 | EACH | K10
050103061 | Vertiv Knürr CON Wall Enclosure VENTILATION UNIT | 388 | EACH | K10
050103071 | Vertiv Knürr CON Wall Enclosure VENTILATION UNIT SILENT | 388 | EACH | K10
050103219 | Vertiv Knürr CON Wall Enclosure 19" EXTRUSION MOUNT. HOLES 6U | 106 | PAIR | K10
050103229 | Vertiv Knürr CON Wall Enclosure 19" EXTRUSION MOUNT. HOLES 9U | 120 | PAIR | K10
050103239 | Vertiv Knürr CON Wall Enclosure 19" EXTRUSION MOUNT.HOLES 12U | 129 | PAIR | K10
050103249 | Vertiv Knürr CON Wall Enclosure 19" EXTRUSION MOUNT. HOLES 15U | 134 | PAIR | K10
050103259 | Vertiv Knürr CON Wall Enclosure 19" EXTRUSION MOUNT. HOLES 18U | 157 | PAIR | K10
050103269 | Vertiv Knürr CON Wall Enclosure 19" EXTRUSION MOUNT. HOLES 21U | 216 | PAIR | K10
050103279 | Vertiv Knürr CON Wall Enclosure 19" EXTRUSION MOUNT. HOLES 24U | 226 | PAIR | K10
050103309 | Vertiv Knürr CON Wall Enclosure EARTHING SET | 44 | EACH | K10
050103409 | Vertiv Knürr CON Wall Enclosure C-SHAPED RAIL | 28 | EACH | K10
050104211 | Vertiv Knürr CON Wall Enclosure SHEET-STEEL DOOR 6U | 415 | EACH | K10
050104221 | Vertiv Knürr CON Wall Enclosure SHEET-STEEL DOOR 9U | 488 | EACH | K10
050104231 | Vertiv Knürr CON Wall Enclosure SHEET-STEEL DOOR 12U | 492 | EACH | K10
050104241 | Vertiv Knürr CON Wall Enclosure SHEET-STEEL DOOR 15U | 513 | EACH | K10
050104251 | Vertiv Knürr CON Wall Enclosure SHEET-STEEL DOOR 18U | 530 | EACH | K10
050104261 | Vertiv Knürr CON Wall Enclosure SHEET-STEEL DOOR 21U | 551 | EACH | K10
050104271 | Vertiv Knürr CON Wall Enclosure SHEET-STEEL DOOR 24U | 570 | EACH | K10
050106201 | Vertiv Knürr CON Wall Enclosure GLASS DOOR 6U B600 | 316 | EACH | K10
050106211 | Vertiv Knürr CON Wall Enclosure GLASS DOOR 9U B600 | 336 | EACH | K10
050106221 | Vertiv Knürr CON Wall Enclosure GLASS DOOR 12U B600 | 356 | EACH | K10
050106231 | Vertiv Knürr CON Wall Enclosure GLASS DOOR 15U B600 | 377 | EACH | K10
050106241 | Vertiv Knürr CON Wall Enclosure GLASS DOOR 18U B600 | 465 | EACH | K10
050106251 | Vertiv Knürr CON Wall Enclosure GLASS DOOR 21U B600 | 478 | EACH | K10
050106261 | Vertiv Knürr CON Wall Enclosure GLASS DOOR 24U B600 | 492 | EACH | K10
011800359 | Vertiv Knürr RMS3- and Electronic Lock POWER UNIT PMI 2001EU | 85 | EACH | K16
011800359000001 | Vertiv Knürr RMS3- and Electronic Lock POWER UNIT C14 | 85 | EACH | K16
011800369 | Vertiv Knürr RMS3- and Electronic Lock POWER UNIT PMI 2001UK | 85 | EACH | K16
011800409 | Vertiv Knürr Electronic Lock TRANSPONDER CARD | 64 | EACH | K16
011800499 | Vertiv Knürr Electronic Lock ADMINISTRATION SUITE 2.0 | 4713 | EACH | K16
011801119 | Vertiv Knürr Electronic Lock GATEWAY HID | 1845 | EACH | K16
011801289 | Vertiv Knürr Electronic Lock DESKTOP READER HID | 1314 | EACH | K16
011802249 | Vertiv Knürr Electronic Lock MLR1000 basic handle front door | 764 | EACH | K16
011802259 | Vertiv Knürr Electronic Lock MLR1000 Basic Handle double door | 764 | EACH | K16
011802269 | Vertiv Knürr Electronic Lock MLR3000 handle serial front door | 1200 | EACH | K16
011802279 | Vertiv Knürr Electronic Lock MLR3000 handle serial double door | 1200 | EACH | K16
011802289 | Vertiv Knürr Electronic Lock MLR5000 handle IP front door | 1652 | EACH | K16
011802299 | Vertiv Knürr Electronic Lock MLR5000 handle IP double door | 1652 | EACH | K16
011802319 | Vertiv Knürr Electronic Lock MLU 3000 CARD READER SERIAL | 1714 | PIECE | K16
011802329 | Vertiv Knürr Electronic Lock MLU5000 Cardreader IP | 2146 | EACH | K16
011802399 | Vertiv Knürr Electronic Lock EMERGENCY POWER SUPPL | 640 | EACH | K16
011802409 | Vertiv Knürr Electronic Lock MLR5000KP handle IP front door | 2021 | EACH | K16
011802419 | Vertiv Knürr Electronic Lock MLR5000KP handle IP double door | 2021 | EACH | K16
061081159 | Door contact for L-SN and Vertiv Knürr Electronic Lock | 129 | EACH | K16
061082119 | Smoke Detector f. Vertiv Knürr Rack Monitoring | 860 | EACH | K16
061082149 | PIR Motion sensor f. Vertiv Knürr Rack Monitoring | 466 | EACH | K16
061082159 | Door contact switch f. Vertiv Knürr RMS compact II | 178 | EACH | K16
061082179 | Water sensor f. Vertiv Knürr RMS compact II | 313 | EACH | K16
061082229 | AC Voltage check f. Vertiv Knürr Rack Monitoring | 387 | EACH | K16
061082231 | SENSOR EXTENSION CABLE 3M RMS compact II | 51 | EACH | K16
061082235 | SENSOR EXTENSION CABLE 10M RMS compact II | 76 | EACH | K16
061084018 | Vertiv Knürr Rack Monitoring appliance RMS3 | 1552 | EACH | K16
061084119 | Temp/Humidity sensor standard f. Vertiv RMS3 | 301 | EACH | K16
061084189 | Water sensor f. Vertiv RMS3 | 308 | EACH | K16
061084219 | Temp/Humidity sensor eco f. Vertiv RMS3 | 268 | EACH | K16
061084288001 | 19 inch Mounting Shelf for RMS3 | 191 | EACH | K16
VSC42EX30PLANN | Vertiv SmartCloset, 42U, line interactive 3kW UPS, 230V, with networking card. | 3640 | EACH | SRS1
VSC42EX30PLAMV | Vertiv SmartCloset, 42U, monitored rPDU, line interactive 3kW UPS, 230V, with networking card. | 4397 | EACH | SRS1
VSC42EX30PLASV | Vertiv SmartCloset, 42U, switched rPDU, line interactive 3kW UPS, 230V, with networking card. | 5569 | EACH | SRS1
VSC42EX30PLINN | Vertiv SmartCloset, 42U, line interactive 3kW Li UPS, 230V, with networking card. | 5776 | EACH | SRS1
VSC42EX30PLIMV | Vertiv SmartCloset, 42U, monitored rPDU, line interactive 3kW Li UPS, 230V, with networking card. | 6533 | EACH | SRS1
VSC42EX30PLISV | Vertiv SmartCloset, 42U, switched rPDU, line interactive 3kW Li UPS, 230V, with networking card. | 7704 | EACH | SRS1
VSC42EX30GLANN | Vertiv SmartCloset, 42U, online 3kW UPS, 230V, with networking card. | 4334 | EACH | SRS1
VSC42EX30GLAMV | Vertiv SmartCloset, 42U, monitored rPDU, online 3kW UPS, 230V, with networking card. | 5092 | EACH | SRS1
VSC42EX30GLASV | Vertiv SmartCloset, 42U, switched rPDU, online 3kW UPS, 230V, with networking card. | 6263 | EACH | SRS1
VSC42EX30GLINN | Vertiv SmartCloset, 42U, online 3kW Li UPS, 230V, with networking card. | 6500 | EACH | SRS1
VSC42EX30GLIMV | Vertiv SmartCloset, 42U, monitored rPDU, online 3kW Li UPS, 230V, with networking card. | 7200 | EACH | SRS1
VSC42EX30GLISV | Vertiv SmartCloset, 42U, switched rPDU, online 3kW Li UPS, 230V, with networking card. | 8500 | EACH | SRS1
VSC42EX50GLANN | Vertiv SmartCloset, 42U, online 5kW UPS, 230V, with networking card. | 5758 | EACH | SRS1
VSC42EX50GLAMV | Vertiv SmartCloset, 42U, monitored rPDU, online 5kW UPS, 230V, with networking card. | 6515 | EACH | SRS1
VSC42EX50GLASV | Vertiv SmartCloset, 42U, switched rPDU, online 5kW UPS, 230V, with networking card. | 7686 | EACH | SRS1
VS3350IN | Vertiv Smart Cabinet ID, 3.5 kW/42U, with standard ambient condenser ZCC03C | 16349 | EACH | SRS1
VS3350IL | Vertiv Smart Cabinet ID, 3.5 kW/42U, with low ambient condenser ZCL03C | 17673 | EACH | SRS1
VS3354IN | Vertiv Smart Cabinet ID, 3.5 kW/24U, with standard ambient condenser ZCC03C | 14972 | EACH | SRS1
VS3354IL | Vertiv Smart Cabinet ID, 3.5 kW/24U, with low ambient condenser ZCL03C | 16296 | EACH | SRS1
VS3750IN | Vertiv Smart Cabinet ID, 7.0 kW/42U, with standard ambient condenser ZCC07C | 18928 | EACH | SRS1
VS3750IL | Vertiv Smart Cabinet ID, 7.0 kW/42U, with low ambient condenser ZCL07C | 19873 | EACH | SRS1
VR3100 | Rack 42U 1998mm (78.6”)H x 600mm (23.62”)W x 1115mm (43.89”)D with (1) 77% Perforated Locking Front Door, (2) 77% Perforated Split Locking Rear Doors, (2) pair 19” Mounting Rails,(4)Split Side Panels with locking slam latch, Toolless Removeable Top Panel, Casters and Leveling Feet, (2) Full Height PDU/Cable Mgt Brackets, (1) Baying Kit, (50) M6 Cage Nuts and Screws, Color RAL 7021 Black gray | 2234 | Each | K50
VR3300 | Rack 42U 1998mm (78.6”)H x 600mm (23.62”)W x 1215mm (47.83”)D with (1) 77% Perforated Locking Front Door, (2) 77% Perforated Split Locking Rear Doors, (2) pair 19” Mounting Rails,(4)Split Side Panels with locking slam latch, Toolless Removeable Top Panel, Casters and Leveling Feet, (2) Full Height PDU/Cable Mgt Brackets, (1) Baying Kit, (50) M6 Cage Nuts and Screws, Color RAL 7021 Black gray | 2665 | Each | K50
VR3150 | Rack 42U 1998mm (1998”)H x 800mm (31.50”)W x 1115mm (43.89”)D with (1) 77% Perforated Locking Front Door, (2) 77% Perforated Split Locking Rear Doors, (2) pair 19” Mounting Rails,(4)Split Side Panels with locking slam latch, Toolless Removeable Top Panel, Casters and Leveling Feet, (2) Full Height PDU/Cable Mgt Brackets, (1) Baying Kit, (50) M6 Cage Nuts and Screws, Color RAL 7021 Black gray | 2734 | Each | K50
VR3350 | Rack 42U 1998mm (78.6”)H x 800mm (31.50”)W x 1215mm (47.83”)D with (1) 77% Perforated Locking Front Door, (2) 77% Perforated Split Locking Rear Doors, (2) pair 19” Mounting Rails,(4)Split Side Panels with locking slam latch, Toolless Removeable Top Panel, Casters and Leveling Feet, (2) Full Height PDU/Cable Mgt Brackets, (1) Baying Kit, (50) M6 Cage Nuts and Screws, Color RAL 7021 Black gray | 3499 | Each | K50
VR3107 | Rack 48U 2265mm (96.16”)H x 600mm (23.62”)W x 1115mm (43.89”)D with (1) 77% Perforated Locking Front Door, (2) 77% Perforated Split Locking Rear Doors, (2) pair 19” Mounting Rails,(4)Split Side Panels with locking slam latch, Toolless Removeable Top Panel, Casters and Leveling Feet, (2) Full Height PDU/Cable Mgt Brackets, (1) Baying Kit, (50) M6 Cage Nuts and Screws, Color RAL 7021 Black gray | 2574 | Each | K50
VR3307 | Rack 48U 2265mm (96.16”)H x 600mm (23.62”)W x 1215mm (47.83”)D with (1) 77% Perforated Locking Front Door, (2) 77% Perforated Split Locking Rear Doors, (2) pair 19” Mounting Rails,(4)Split Side Panels with locking slam latch, Toolless Removeable Top Panel, Casters and Leveling Feet, (2) Full Height PDU/Cable Mgt Brackets, (1) Baying Kit, (50) M6 Cage Nuts and Screws, Color RAL 7021 Black gray | 3303 | Each | K50
VR3157 | Rack 48U 2265mm (96.16”)H x 800mm (31.50”)W x 1115mm (43.89”)D with (1) 77% Perforated Locking Front Door, (2) 77% Perforated Split Locking Rear Doors, (2) pair 19” Mounting Rails,(4)Split Side Panels with locking slam latch, Toolless Removeable Top Panel, Casters and Leveling Feet, (2) Full Height PDU/Cable Mgt Brackets, (1) Baying Kit, (50) M6 Cage Nuts and Screws, Color RAL 7021 Black gray | 3208 | Each | K50
VR3357 | Rack 48U 2265mm (96.16”)H x 800mm (31.50”)W x 1215mm (47.83”)D with (1) 77% Perforated Locking Front Door, (2) 77% Perforated Split Locking Rear Doors, (2) pair 19” Mounting Rails,(4)Split Side Panels with locking slam latch, Toolless Removeable Top Panel, Casters and Leveling Feet, (2) Full Height PDU/Cable Mgt Brackets, (1) Baying Kit, (50) M6 Cage Nuts and Screws, Color RAL 7021 Black gray | 4058 | Each | K50
VR3100SP | Rack 42U 1998mm (78.6”)H x 600mm (23.62”)W x 1115mm (43.89”)D with Perf. Front Door, Perf. Split Rear Doors, Black gray, shock packaging | 3572 | Each | K50
VR3300SP | Rack 42U 1998mm (78.6”)H x 600mm (23.62”)W x 1215mm (47.83”)D with Perf. Front Door, Perf. Split Rear Doors, Black gray, shock packaging | 4103 | Each | K50
VR3150SP | Rack 42U 1998mm (1998”)H x 800mm (31.50”)W x 1115mm (43.89”)D with Perf. Front Door, Perf. Split Rear Doors, Black gray, shock packaging | 4085 | Each | K50
VR3350SP | Rack 42U 1998mm (78.6”)H x 800mm (31.50”)W x 1215mm (47.83”)D with Perf. Front Door, Perf. Split Rear Doors, Black gray, shock packaging | 5112 | Each | K50
VR3107SP | Rack 48U 2265mm (96.16”)H x 600mm (23.62”)W x 1115mm (43.89”)D with Perf. Front Door, Perf. Split Rear Doors, Black gray, shock packaging | 3924 | Each | K50
VR3307SP | Rack 48U 2265mm (96.16”)H x 600mm (23.62”)W x 1215mm (47.83”)D with Perf. Front Door, Perf. Split Rear Doors, Black gray, shock packaging | 4882 | Each | K50
VR3157SP | Rack 48U 2265mm (96.16”)H x 800mm (31.50”)W x 1115mm (43.89”)D with Perf. Front Door, Perf. Split Rear Doors, Black gray, shock packaging | 4828 | Each | K50
VR3357SP | Rack 48U 2265mm (96.16”)H x 800mm (31.50”)W x 1215mm (47.83”)D with Perf. Front Door, Perf. Split Rear Doors, Black gray, shock packaging | 5787 | Each | K50
VRA1000 | 1U Horizontal Cable Organizer with Metal D Rings (Qty 1) | 118 | Each | K50
VRA1001 | 2U Horizontal Cable Organizer 2U with Metal D Rings (Qty 1) | 134 | Each | K50
VRA1002 | 1U x 4" Deep Horizontal Cable Manager, Single-Sided with Cover (Qty 1) | 118 | Each | K50
VRA1003 | 2U x 4" Deep Horizontal Cable Manager, Single-Sided with Cover (Qty 1) | 174 | Each | K50
VRA1004 | Tool Less Cable Management -Lobster Claw (Qty 10) | 83 | SET | K50
VRA1005 | Tool Less Cable Management - Velcro Strap (Qty 10) | 86 | SET | K50
VRA1006 | Tool Less Cable Management -Lobster Claw (Qty 100) | 707 | SET | K50
VRA1007 | Tool Less Cable Management - Velcro Strap (Qty 100) | 644 | SET | K50
VRA1008 | Toolless D-Rings small (Qty 10) | 102 | SET | K50
VRA1009 | Toolless D-Rings small (Qty 100) | 806 | SET | K50
VRA1010 | Toolless D-Rings Large (Qty 10) | 123 | SET | K50
VRA1011 | Toolless D-Rings Large (Qty 100) | 1065 | SET | K50
VRA1013 | Horizontal Cable Organizer Side Channel 20 to 33 inch adjustment (Qty 1) | 134 | Each | K50
VRA1024 | Horizontal Cable Organizer Side Channel 22 to 38 inch adjustment (Qty 1) | 174 | Each | K50
VRA1014 | Vertical Cable Manager 600mm Wide 42U (Qty 2) | 306 | PAIR | K50
VRA1015 | Vertical Cable Manager for 600mm Wide 48U (Qty 2) | 345 | PAIR | K50
VRA1016 | Vertical Cable Manager for 800mm Wide 42U (Qty 2) | 459 | PAIR | K50
VRA1017 | Vertical Cable Manager for 800mm Wide 48U (Qty 2) | 515 | PAIR | K50
VRA1018 | Hinged Covers 800mm Wide 42U Vertical Cable Manager (Qty 2) | 174 | PAIR | K50
VRA1020 | Hinged Covers 800mm Wide 48U Vertical Cable Manager (Qty 2) | 232 | PAIR | K50
VRA1021 | Vertical Cable Organizer, 8 Cable Rings, Zero U (Qty 2) | 250 | PAIR | K50
VRA1022 | 2U x 6" Deep Horizontal Cable Manager, Single-Sided with Cover (Qty 1) | 155 | Each | K50
VRA1023 | 1U x 6" Deept Horizontal Cable Manager, Single-Sided with Cover (Qty 1) | 134 | Each | K50
VRA2000 | 1U 19" Black Plastic Toolless Airflow Blanking Panel (Qty 10) | 110 | SET | K50
VRA2001 | 1U 19" Black Plastic Toolless Airflow Blanking Panel (Qty 200) | 1990 | SET | K50
VRA2002 | 19" Sheet Metal Airflow Blanking Panel Kit (1U, 2U, 4U, 8U) Black (Qty 1 ea. Size) | 212 | Each | K50
VRA2003 | 1U 19" Sheet Metal Airflow Blanking Panel Kit Black (Qty 2) Black | 71 | PAIR | K50
VRA2004 | Air Recirculation Prevention Kit | 192 | SET | K50
VRA2005 | 19" Rail Brush Strips, 800mm Wide (Qty 12) | 685 | SET | K50
VRA2006 | Cable Pass Through Brush Kit for Top Panel (Qty 8) | 148 | SET | K50
VRA3000 | 1U Depth Adjustable Fixed shelf 250Lbs Black (Qty 1) | 250 | Each | K50
VRA3001 | 2U 19" Cantilever Fixed Shelf 50Lbs Black (Qty 1) | 155 | Each | K50
VRA3002 | 1U Depth Adjustable Sliding Shelf 100lbs Black (Qty 1) | 670 | Each | K50
VRA3003 | 1U Depth Adjustable Sliding Shelf 200lbs Black (Qty 1) | 1090 | Each | K50
VRA3004 | 1U Depth Adjustable Equipment Support Rails 100lbs (Qty 2) | 83 | PAIR | K50
VRA4000 | VR Bolt Down Brackets (Qty 2) | 63 | PAIR | K50
VRA4001 | VR Anti Tip Stabilizer Plate for 600mm/800mm Wide Racks (Qty 2) | 155 | PAIR | K50
VRA5000 | Mounting Hardware (Qty 50 M6 cage nuts, screws, washers) | 99 | SET | K50
VRA5001 | 10-32 Cage Nuts (Qty 50) | 118 | SET | K50
VRA5002 | Baying Hardware Kit (1 Kit) | 43 | SET | K50
VRA5003 | Baying Gasket kit | 110 | SET | K50
VRA5004 | Zero U Accessory Mounting Bracket Qty (Qty 2) | 118 | PAIR | K50
VRA6001 | 42U x 600mm Wide Single Perforated Door Black (Qty 1) | 607 | Each | K50
VRA6002 | 42U x 800mm Wide Single Perforated Door Black (Qty 1) | 585 | Each | K50
VRA6003 | 48U x 600mm Wide Single Perforated Door Black (Qty 1) | 646 | Each | K50
VRA6004 | 48U x 800mm Wide Single Perforated Door Black (Qty1) | 741 | Each | K50
VRA6005 | 42U x 600mm Wide Split Perforated Doors Black (Qty 2) | 525 | PAIR | K50
VRA6006 | 42U x 800mm Wide Split Perforated Doors Black (Qty 2) | 761 | PAIR | K50
VRA6007 | 48U x 600mm Wide Split Perforated Doors Black (Qty 2) | 701 | PAIR | K50
VRA6008 | 48U x 800mm Wide Split Perforated Doors Black (Qty 2) | 834 | PAIR | K50
VRA6009 | 42U x 1100mm Deep Split Side Panels Black (Qty 2) | 533 | PAIR | K50
VRA6010 | 42U x 1200mm Deep Split Side Panels Black (Qty 2) | 853 | PAIR | K50
VRA6011 | 48U x 1100mm Deep Split Side Panels Black (Qty 2) | 517 | PAIR | K50
VRA6012 | 48U x 1200mm Deep Split Side Panels Black (Qty 2) | 890 | PAIR | K50
VRA6013 | 42U x 600mm Wide 19" Server Rails Square Hole Black (Qty 2) | 194 | PAIR | K50
VRA6014 | 42U x 800mm Wide 19" Server Rails Square Hole Black (Qty 2) | 323 | PAIR | K50
VRA6015 | 48U x 600mm Wide Server Rails Square Hole Black (Qty 2) | 222 | PAIR | K50
VRA6016 | 48U x 800mm Wide 19" Server Rails Square Hole Black (Qty 2) | 363 | PAIR | K50
VRA6025 | 42U 4" Wide PDU/Cable Management Bracket Black (Qty 2) | 164 | PAIR | K50
VRA6026 | 48U 4" Wide PDU/Cable Management Bracket Black (Qty 2) | 204 | PAIR | K50
VRA6017 | 600mm Wide x 1100mm Deep Top Panel Black (Qty 1) | 285 | Each | K50
VRA6018 | 800mm Wide x 1100mm Deep Top Panel Black (Qty 1) | 382 | Each | K50
VRA6019 | 600mm Wide x 1200mm Deep Top Panel Black (Qty 1) | 400 | Each | K50
VRA6020 | 800mm Wide x 1200mm Deep Top Panel Black (Qty 1) | 440 | Each | K50
VRA6021 | Replacement Top Panel Grommets Black (Qty 8) | 59 | SET | K50
VRA6022 | Door Handle (Qty 1) | 84 | Each | K50
VRA6023 | Combination Lock Handle (Qty 2) | 400 | PAIR | K50
VRA6024 | Caster Kit (Qty 4) | 134 | SET | K50
VRA8581 | VR Cable Trough, 300mm | 164 | Each | K50
VRA8561 | VR Cable Trough, 600mm | 196 | Each | K50
VRA8571 | VR Cable Trough, 800mm | 234 | Each | K50
VRA8567 | VR Cable Trough, End Caps (Set of 2) | 96 | SET | K50
VRA8573 | VR Cable Trough Cover, 300mm | 140 | Each | K50
VRA8574 | VR Cable Trough Cover, 600mm | 132 | Each | K50
VRA8575 | VR Cable Trough Cover, 800mm | 139 | Each | K50
VRA8501 | VR Cable Trough, Cable Alignment Kit (Set of 2) | 51 | SET | K50
VRA8502 | VR Cable Trough, Connector Kit (Set of 2) | 51 | SET | K50
VRA8503 | VR Cable Trough, Cable Separation Kit (Set of 12) | 185 | SET | K50
VRA8504 | VR Cable Trough Grounding Wire, 750mm (Set of 10) | 185 | SET | K50
VRA8505 | VR Cable Trough, 300mm Height Extension | 185 | Each | K50
VRA8506 | VR Cable Trough, 600m Height Extension | 185 | Each | K50
VRA6017E00F | VR Rack Top panel 600x1100mm for Fan | 511 | Each | K50
VRA6018E00F | VR Rack Top panel 800x1100mm for Fan | 583 | Each | K50
VRA6019E00F | VR Rack Top panel 600x1200mm for Fan | 522 | Each | K50
VRA6020E00F | VR Rack Top panel 800x1200mm for Fan | 631 | Each | K50
VR3100-031 | VR 42UX600X1100 IR | 2920 | Each | K50
VRA1025 | Cable Ladder Rack Kit 6" w/ Install Kit, Color RAL7021 | 302 | SET | K50
VRA1026 | Cable Ladder Rack Kit 12" w/ Install Kit, Color RAL7021 | 412 | SET | K50
VRA1027 | Cable Ladder Rack/Wall Management Kit, Color RAL7021 | 81 | SET | K50
VRA1028 | Cable Ladder Angle Adapter Kit, Color RAL7021 | 139 | SET | K50
VRA1029 | Cable Ladder Trough Front Adaptor Kit, Color RAL7021 | 72 | SET | K50
VRA1030 | Cable Ladder Trough End Adaptor Kit,Color RAL7021 | 74 | SET | K50
VRA1034 | Cable Ladder Suspension Kit,Color RAL7021 | 57 | SET | K50
VRA1035 | Cable Ladder Stacking Kit,Color RAL7021 | 520 | SET | K50
VRA2008 | Top Fan Kit 208-230 VAC 50/60 Hz,Color RAL7021 | 1585 | Each | K50
VRA2009 | Vertical Exhaust Duct Short, 600W,Color RAL7021 | 1431 | Each | K50
VRA2010 | Vertical Exhaust Duct Tall, 600W,Color RAL7021 | 1615 | Each | K50
VRA2011 | Vertical Exhaust Duct Short, 800W,Color RAL7021 | 1699 | Each | K50
VRA2012 | Vertical Exhaust Duct Tall, 800W,Color RAL7021 | 1880 | Each | K50
VRA2013 | 2U Blanking Panel, QTY 10,Color RAL7021 | 184 | SET | K50
VRA2014 | 2U Blanking Panel, QTY 100,Color RAL7021 | 1836 | SET | K50
VRA3005 | Depth Extension 42U x 600 x 200,Color RAL7021 | 623 | Each | K50
VRA3006 | Depth Extension 42U x 800 x 200,Color RAL7021 | 635 | Each | K50
VRA3007 | Depth Extension 48U x 600 x 200,Color RAL7021 | 641 | Each | K50
VRA3008 | Depth Extension 48U x 800 x 200,Color RAL7021 | 664 | Each | K50
VRA3009 | VR 100x600x1100 Rack Base,Color RAL7021 | 318 | Each | K50
VRA3010 | VR 100x800x1100 Rack Base,Color RAL7021 | 321 | Each | K50
VRA3011 | VR 100x600x1200 Rack Base,Color RAL7021 | 312 | Each | K50
VRA3012 | VR 100x800x1200 Rack Base,Color RAL7021 | 326 | Each | K50
VRA6031 | Pass-Through Side Panels 48U x 1100,Color RAL7021 | 750 | SET | K50
VRA6032 | Pass-Through Side Panels 48U x 1200,Color RAL7021 | 780 | SET | K50
VRA6033 | Networking Roof Panel 600 x 1100,Color RAL7021 | 436 | Each | K50
VRA6034 | Networking Roof Panel 600 x 1200,Color RAL7021 | 446 | Each | K50
VRA6035 | Networking Roof Panel 800 x 1100,Color RAL7021 | 455 | Each | K50
VRA6036 | Networking Roof Panel 800 x 1200,Color RAL7021 | 499 | Each | K50
VRA6037 | Rack Bottom Panel 600 x 1100,Color RAL7021 | 343 | Each | K50
VRA6038 | Rack Bottom Panel 600 x 1200,Color RAL7021 | 362 | Each | K50
VRA6039 | Rack Bottom Panel 800 x 1100,Color RAL7021 | 383 | Each | K50
VRA6040 | Rack Bottom Panel 800 x 1200,Color RAL7021 | 398 | Each | K50
VRA6042 | Copper BUS Bar 42U | 718 | Each | K50
VRA6043 | Copper BUS Bar 48U | 773 | Each | K50
VRA6044 | Rail Conversion Kit 42U , 21" EIA Mounting Rails 800mm,Color RAL7021 | 1022 | SET | K50
VRA6047 | Rail Conversion Kit 42U , 23" EIA Mounting Rails 800mm,Color RAL7021 | 1022 | SET | K50
VRA6048 | Rail Conversion Kit 48U , 21" EIA Mounting Rails 800mm,Color RAL7021 | 1185 | SET | K50
VRA6049 | Rail Conversion Kit 48U , 23" EIA Mounting Rails 800mm,Color RAL7021 | 1185 | SET | K50
VRA6050 | SOLID V-DOOR 600W 42U VR-SERIES,Color RAL7021 | 636 | Each | K50
VRA6051 | SOLID V-DOOR 800W 42U VR-SERIES,Color RAL7021 | 681 | Each | K50
VRA6052 | SOLID V-DOOR 600W 48U VR-SERIES,Color RAL7021 | 698 | Each | K50
VRA6053 | SOLID V-DOOR 800W 48U VR-SERIES,Color RAL7021 | 743 | Each | K50
VRA6054 | Pass-Through Side Panels 42U x 1100,Color RAL7021 | 737 | PAIR | K50
VRA6055 | Pass-Through Side Panels 42U x 1200,Color RAL7021 | 750 | PAIR | K50
VRA6056 | SOLID SPLIT DOOR 600W 48U VR-SERIES,Color RAL7021 | 718 | Each | K50
VRA6057 | SOLID SPLIT DOOR 800W 48U VR-SERIES,Color RAL7021 | 763 | Each | K50
VRA6062 | SOLID SPLIT DOOR 600W 42U VR-SERIES,Color RAL7021 | 656 | Each | K50
VRA6063 | SOLID SPLIT DOOR 800W 42U VR-SERIES,Color RAL7021 | 701 | Each | K50
VRA7001 | Security Handles Combination,Color RAL7021 | 299 | Each | K50
VRA7002 | Security Handles Security Fingerprint,Color RAL7021 | 1864 | Each | K50
VRA7003 | Security Handles RFID,Color RAL7021 | 1645 | Each | K50
VRA9040 | VR Rack Colocation Kit 42Ux600x1100, Color RAL7021 | 3028 | Set | K50
VRA9041 | VR Rack Colocation Kit 42Ux600x1200, Color RAL7021 | 3073 | Set | K50
VRA9042 | VR Rack Colocation Kit 42Ux800x1100, Color RAL7021 | 3276 | Set | K50
VRA9043 | VR Rack Colocation Kit 42Ux800x1200, Color RAL7021 | 3311 | Set | K50
VRA9044 | VR Rack Colocation Kit 48Ux600x1100, Color RAL7021 | 3656 | Set | K50
VRA9045 | VR Rack Colocation Kit 48Ux600x1200, Color RAL7021 | 3691 | Set | K50
VRA9046 | VR Rack Colocation Kit 48Ux800x1100, Color RAL7021 | 3933 | Set | K50
VRA9047 | VR Rack Colocation Kit 48Ux800x1200, Color RAL7021 | 3968 | Set | K50
VR3100-005 | Rack 42U 1998mm (78.6”)H x 600mm (23.62”)W x 1115mm (43.89”)D with (1) 77% Perforated Locking Front Door, (2) 77% Perforated Split Locking Rear Doors, Color RAL 7021 Black gray, No Right Side Panels | 2080 | Each | K50
VR3100-006 | Rack 42U 1998mm (78.6”)H x 600mm (23.62”)W x 1115mm (43.89”)D with (1) 77% Perforated Locking Front Door, (2) 77% Perforated Split Locking Rear Doors, Color RAL 7021 Black gray, No Left Side Panels | 2080 | Each | K50
VR3100-007 | Rack 42U 1998mm (78.6”)H x 600mm (23.62”)W x 1115mm (43.89”)D with (1) 77% Perforated Locking Front Door, (2) 77% Perforated Split Locking Rear Doors, Color RAL 7021 Black gray, No Side Panels | 1913 | Each | K50
VR3107-005 | Rack 48U 2265mm (96.16”)H x 600mm (23.62”)W x 1115mm (43.89”)D with (1) 77% Perforated Locking Front Door, (2) 77% Perforated Split Locking Rear Doors, Color RAL 7021 Black gray, No Right Side Panels | 2374 | Each | K50
VR3107-006 | Rack 48U 2265mm (96.16”)H x 600mm (23.62”)W x 1115mm (43.89”)D with (1) 77% Perforated Locking Front Door, (2) 77% Perforated Split Locking Rear Doors, Color RAL 7021 Black gray, No Left Side Panels | 2374 | Each | K50
VR3107-007 | Rack 48U 2265mm (96.16”)H x 600mm (23.62”)W x 1115mm (43.89”)D with (1) 77% Perforated Locking Front Door, (2) 77% Perforated Split Locking Rear Doors, Color RAL 7021 Black gray, No Side Panels | 2159 | Each | K50
VR3150-005 | Rack 42U 1998mm (1998”)H x 800mm (31.50”)W x 1115mm (43.89”)D with (1) 77% Perforated Locking Front Door, (2) 77% Perforated Split Locking Rear Doors, Color RAL 7021 Black gray, No Right Side Panels | 2578 | Each | K50
VR3150-006 | Rack 42U 1998mm (1998”)H x 800mm (31.50”)W x 1115mm (43.89”)D with (1) 77% Perforated Locking Front Door, (2) 77% Perforated Split Locking Rear Doors, Color RAL 7021 Black gray, No Left Side Panels | 2578 | Each | K50
VR3150-007 | Rack 42U 1998mm (1998”)H x 800mm (31.50”)W x 1115mm (43.89”)D with (1) 77% Perforated Locking Front Door, (2) 77% Perforated Split Locking Rear Doors, Color RAL 7021 Black gray, No Side Panels | 2407 | Each | K50
VR3157-005 | Rack 48U 2265mm (96.16”)H x 800mm (31.50”)W x 1115mm (43.89”)D with (1) 77% Perforated Locking Front Door, (2) 77% Perforated Split Locking Rear Doors, Color RAL 7021 Black gray, No Right Side Panels | 2992 | Each | K50
VR3157-006 | Rack 48U 2265mm (96.16”)H x 800mm (31.50”)W x 1115mm (43.89”)D with (1) 77% Perforated Locking Front Door, (2) 77% Perforated Split Locking Rear Doors, Color RAL 7021 Black gray, No Left Side Panels | 2992 | Each | K50
VR3157-007 | Rack 48U 2265mm (96.16”)H x 800mm (31.50”)W x 1115mm (43.89”)D with (1) 77% Perforated Locking Front Door, (2) 77% Perforated Split Locking Rear Doors, Color RAL 7021 Black gray, No Side Panels | 2762 | Each | K50
VR3300-005 | Rack 42U 1998mm (78.6”)H x 600mm (23.62”)W x 1215mm (47.83”)D with (1) 77% Perforated Locking Front Door, (2) 77% Perforated Split Locking Rear Doors, Color RAL 7021 Black gray, No Right Side Panels | 2425 | Each | K50
VR3300-006 | Rack 42U 1998mm (78.6”)H x 600mm (23.62”)W x 1215mm (47.83”)D with (1) 77% Perforated Locking Front Door, (2) 77% Perforated Split Locking Rear Doors, Color RAL 7021 Black gray, No Left Side Panels | 2425 | Each | K50
VR3300-007 | Rack 42U 1998mm (78.6”)H x 600mm (23.62”)W x 1215mm (47.83”)D with (1) 77% Perforated Locking Front Door, (2) 77% Perforated Split Locking Rear Doors, Color RAL 7021 Black gray, No Side Panels | 2170 | Each | K50
VR3307-005 | Rack 48U 2265mm (96.16")H x 600mm (23.62")W x 1215mm (47.83")D with (1) 77% perforated lockable front door, (2) 77% perforated split lockable rear doors, color RAL 7021 black gray, without right side panels | 2991 | Each | K50
VR3307-006 | Rack 48U 2265mm (96.16”)H x 600mm (23.62”)W x 1215mm (47.83”)D with (1) 77% Perforated Locking Front Door, (2) 77% Perforated Split Locking Rear Doors, Color RAL 7021 Black gray, No Left Side Panels | 2991 | Each | K50
VR3307-007 | Rack 48U 2265mm (96.16”)H x 600mm (23.62”)W x 1215mm (47.83”)D with (1) 77% Perforated Locking Front Door, (2) 77% Perforated Split Locking Rear Doors, Color RAL 7021 Black gray, No Side Panels | 2662 | Each | K50
VR3350-005 | Rack 42U 1998mm (78.6”)H x 800mm (31.50”)W x 1215mm (47.83”)D with (1) 77% Perforated Locking Front Door, (2) 77% Perforated Split Locking Rear Doors, Color RAL 7021 Black gray, No Right Side Panels | 3234 | Each | K50
VR3350-006 | Rack 42U 1998mm (78.6”)H x 800mm (31.50”)W x 1215mm (47.83”)D with (1) 77% Perforated Locking Front Door, (2) 77% Perforated Split Locking Rear Doors, Color RAL 7021 Black gray, No Left Side Panels | 3234 | Each | K50
VR3350-007 | Rack 42U 1998mm (78.6”)H x 800mm (31.50”)W x 1215mm (47.83”)D with (1) 77% Perforated Locking Front Door, (2) 77% Perforated Split Locking Rear Doors, Color RAL 7021 Black gray, No Side Panels | 2953 | Each | K50
VR3357-005 | Rack 48U 2265mm (96.16”)H x 800mm (31.50”)W x 1215mm (47.83”)D with (1) 77% Perforated Locking Front Door, (2) 77% Perforated Split Locking Rear Doors, Color RAL 7021 Black gray, No Right Side Panels | 3724 | Each | K50
VR3357-006 | Rack 48U 2265mm (96.16”)H x 800mm (31.50”)W x 1215mm (47.83”)D with (1) 77% Perforated Locking Front Door, (2) 77% Perforated Split Locking Rear Doors, Color RAL 7021 Black gray, No Left Side Panels | 3724 | Each | K50
VR3357-007 | Rack 48U 2265mm (96.16”)H x 800mm (31.50”)W x 1215mm (47.83”)D with (1) 77% Perforated Locking Front Door, (2) 77% Perforated Split Locking Rear Doors, Color RAL 7021 Black gray, No Side Panels | 3374 | Each | K50
033000031 | Vertiv Knürr DIS Rack PDU, Compact, 0U, input Schuko 230V 16A, outlets (3)Schuko | 68 | Each | K11
033000041 | Vertiv Knürr DIS Rack PDU, Compact, 0U, input Schuko 230V 16A, outlets (4)Schuko | 68 | Each | K11
033000046 | Vertiv Knürr DIS Rack PDU, Compact, 0U, input Schuko 230V 16A, outlets (4)Schuko | 55 | Each | K11
033000071 | Vertiv Knürr DIS Rack PDU, Compact, 0U/1U, input Schuko 230V 16A, outlets (7)Schuko | 82 | Each | K11
033000074 | Vertiv Knürr DIS Rack PDU, Compact, 0U/1U, input Schuko 230V 16A, outlets (7)Schuko | 72 | Each | K11
033000076 | Vertiv Knürr DIS Rack PDU, Compact, 0U/1U, input Schuko 230V 16A, outlets (7)Schuko | 86 | Each | K11
033000081 | Vertiv Knürr DIS Rack PDU, Compact, 0U/1U, input Schuko 230V 16A, outlets (8)Schuko | 89 | Each | K11
033000086 | Vertiv Knürr DIS Rack PDU, Compact, 0U/1U, input Schuko 230V 16A, outlets (8)Schuko | 80 | Each | K11
033000111 | Vertiv Knürr DIS Rack PDU, Compact, 0U, input Schuko 230V 16A, outlets (11)Schuko | 111 | Each | K11
033000116 | Vertiv Knürr DIS Rack PDU, Compact, 0U, input Schuko 230V 16A, outlets (11)Schuko | 107 | Each | K11
033000151 | Vertiv Knürr DIS Rack PDU, Compact, 0U, input Schuko 230V 16A, outlets (15)Schuko | 147 | Each | K11
033000156 | Vertiv Knürr DIS Rack PDU, Compact, 0U, input Schuko 230V 16A, outlets (15)Schuko | 147 | Each | K11
033000551 | Vertiv Knürr DIS Rack PDU, Classic, 0U, input Schuko 230V 16A, outlets (5)Schuko | 82 | Each | K11
033000556 | Vertiv Knürr DIS Rack PDU, Classic, 0U, input Schuko 230V 16A, outlets (5)Schuko | 82 | Each | K11
033000591 | Vertiv Knürr DIS Rack PDU, Classic, 0U, input Schuko 230V 16A, outlets (9)Schuko | 116 | Each | K11
033000596 | Vertiv Knürr DIS Rack PDU, Classic, 0U, input Schuko 230V 16A, outlets (9)Schuko | 116 | Each | K11
033000631 | Vertiv Knürr DIS Rack PDU, Classic, 0U, input Schuko 230V 16A, outlets (13)Schuko | 150 | Each | K11
033000671 | Vertiv Knürr DIS Rack PDU, Classic, 0U, input Schuko 230V 16A, outlets (17)Schuko | 189 | Each | K11
033000676 | Vertiv Knürr DIS Rack PDU, Classic, 0U, input Schuko 230V 16A, outlets (17)Schuko | 189 | Each | K11
033001041 | Vertiv Knürr DIS Rack PDU, Compact, 0U, input Schuko 230V 16A, outlets (4)Schuko | 68 | Each | K11
033001071 | Vertiv Knürr DIS Rack PDU, Compact, 0U, input Schuko 230V 16A, outlets (7)Schuko | 80 | Each | K11
033001076 | Vertiv Knürr DIS Rack PDU, Compact, 0U, input Schuko 230V 16A, outlets (7)Schuko | 80 | Each | K11
033001111 | Vertiv Knürr DIS Rack PDU, Compact, 0U, input Schuko 230V 16A, outlets (11)Schuko | 113 | Each | K11
033002041 | Vertiv Knürr DIS Rack PDU, Compact, 0U, input GST18 230V 16A, outlets (4)Schuko | 89 | Each | K11
033002071 | Vertiv Knürr DIS Rack PDU, Compact, 0U, input GST18 230V 16A, outlets (7)Schuko | 107 | Each | K11
033003081 | Vertiv Knürr DIS Rack PDU, Compact, 0U/1U, input IEC 60320 C14 230V 10A, outlets (8)Schuko | 119 | Each | K11
033004081 | Vertiv Knürr DIS Rack PDU, Compact, 0U/1U, input IEC 60320 C20 230V 16A, outlets (8)Schuko | 167 | Each | K11
033005061 | Vertiv Knürr DIS Rack PDU, TriplePower, 0U/1U, input IEC 60309 230/400V 3x16A, outlets (6) Schuko | 274 | Each | K11
033005211 | Vertiv Knürr DIS Rack PDU, TripplePower, 0U, input IEC 60309 230/400V 3x16A, outlets (18)C13 (3)Schuko | 481 | Each | K11
033005421 | Vertiv Knürr DIS Rack PDU, TripplePower, 0U, input IEC 60309 230/400V 3x16A, outlets (36)C13 (6)Schuko | 712 | Each | K11
033006181 | Vertiv Knürr DIS Rack PDU, Compact, 0U, input IEC 60309 230V 32A, outlets (18)Schuko | 447 | Each | K11
033008121 | Vertiv Knürr DIS Rack PDU, TripplePower, 0U, input IEC 60309 230/400V 3x16A, outlets (12)Schuko | 426 | Each | K11
033009061 | Vertiv Knürr DIS Rack PDU, TriplePower, 0U, input IEC 60309 230/400V 3x32A, outlets (6)Schuko | 737 | Each | K11
033009181 | Vertiv Knürr DIS Rack PDU, TriplePower, 0U, input IEC 60309 230/400V 3x32A, outlets (18)Schuko | 924 | Each | K11
033020031 | Vertiv Knürr DIS Rack PDU, Compact, 0U, input Schuko 230V 16A, outlets (3)Schuko | 75 | Each | K11
033020036 | Vertiv Knürr DIS Rack PDU, Compact, 0U, input Schuko 230V 16A, outlets (3)Schuko | 75 | Each | K11
033020061 | Vertiv Knürr DIS Rack PDU, Compact, 0U/1U, input Schuko 230V 16A, outlets (6)Schuko | 93 | Each | K11
033020064 | Vertiv Knürr DIS Rack PDU, Compact, 0U/1U, input Schuko 230V 16A, outlets (6)Schuko | 83 | Each | K11
033020066 | Vertiv Knürr DIS Rack PDU, Compact, 0U/1U, input Schuko 230V 16A, outlets (6)Schuko | 93 | Each | K11
033020071 | Vertiv Knürr DIS Rack PDU, Compact, 0U/1U, input Schuko 230V 16A, outlets (7)Schuko | 97 | Each | K11
033020101 | Vertiv Knürr DIS Rack PDU, Compact, 0U, input Schuko 230V 16A, outlets (10)Schuko | 119 | Each | K11
033020106 | Vertiv Knürr DIS Rack PDU, Compact, 0U, input Schuko 230V 16A, outlets (10)Schuko | 119 | Each | K11
033020141 | Vertiv Knürr DIS Rack PDU, Compact, 0U, input Schuko 230V 16A, outlets (14)Schuko | 155 | Each | K11
033020541 | Vertiv Knürr DIS Rack PDU, Classic, 0U, input Schuko 230V 16A, outlets (4)Schuko | 88 | Each | K11
033020546 | Vertiv Knürr DIS Rack PDU, Classic, 0U, input Schuko 230V 16A, outlets (4)Schuko | 88 | Each | K11
033020581 | Vertiv Knürr DIS Rack PDU, Classic, 0U, input Schuko 230V 16A, outlets (8)Schuko | 108 | Each | K11
033020586 | Vertiv Knürr DIS Rack PDU, Classic, 0U, input Schuko 230V 16A, outlets (8)Schuko | 108 | Each | K11
033020621 | Vertiv Knürr DIS Rack PDU, Classic, 0U, input Schuko 230V 16A, outlets (12)Schuko | 141 | Each | K11
033020661 | Vertiv Knürr DIS Rack PDU, Classic, 0U, input Schuko 230V 16A, outlets (16)Schuko | 194 | Each | K11
033021031 | Vertiv Knürr DIS Rack PDU, Compact, 0U, input Schuko 230V 16A, outlets (3)Schuko | 75 | Each | K11
033021061 | Vertiv Knürr DIS Rack PDU, Compact, 0U, input Schuko 230V 16A, outlets (6)Schuko | 85 | Each | K11
033021101 | Vertiv Knürr DIS Rack PDU, Compact, 0U, input Schuko 230V 16A, outlets (10)Schuko | 121 | Each | K11
033021106 | Vertiv Knürr DIS Rack PDU, Compact, 0U, input Schuko 230V 16A, outlets (10)Schuko | 119 | Each | K11
033022031 | Vertiv Knürr DIS Rack PDU, Compact, 0U, input GST18 230V 16A, outlets (3)Schuko | 88 | Each | K11
033022061 | Vertiv Knürr DIS Rack PDU, Compact, 0U, input GST18 230V 16A, outlets (6)Schuko | 116 | Each | K11
033031061 | Vertiv Knürr DIS Rack PDU, Compact, 0U, input Schuko 230V 16A, outlets (6)Schuko | 97 | Each | K11
033040051 | Vertiv Knürr DIS Rack PDU, Protector FI, 0U/1U, input Schuko 230V 16A, outlets (5)Schuko | 358 | Each | K11
033040091 | Vertiv Knürr DIS Rack PDU, Protector FI, 0U, input Schuko 230V 16A, outlets (9)Schuko | 383 | Each | K11
033040131 | Vertiv Knürr DIS Rack PDU, Protector FI, 0U, input Schuko 230V 16A, outlets (13)Schuko | 358 | Each | K11
033060051 | Vertiv Knürr DIS Rack PDU, D, local metered, 0U/1U, input Schuko 230V 16A, outlets (6)Schuko | 754 | Each | K11
033060141 | Vertiv Knürr DIS Rack PDU, D, local metered, 0U, input Schuko 230V 16A, outlets (14)Schuko | 933 | Each | K11
033065061 | Vertiv Knürr DIS Rack PDU, D, local metered, 0U, input IEC 60309 230/400V 3x16A, outlets (6)Schuko | 1242 | Each | K11
033065181 | Vertiv Knürr DIS Rack PDU, D, local metered, 0U, input IEC 60309 230/400V 3x16A, outlets (18)Schuko | 1376 | Each | K11
033066181 | Vertiv Knürr DIS Rack PDU, D, local metered, 0U, input IEC 60309 230V 32A, outlets (18)Schuko | 1133 | Each | K11
033068051 | Vertiv Knürr DIS Rack PDU, D, local metered, 0U/1U, input IEC60309 230V 16A, outlets (6)Schuko | 810 | Each | K11
033068141 | Vertiv Knürr DIS Rack PDU, D, local metered, 0U/1U, input IEC60309 230V 16A, outlets (14)Schuko | 983 | Each | K11
033069061 | Vertiv Knürr DIS Rack PDU, D, local metered, 0U, input IEC 60309 230/400V 3x32A, outlets (6)Schuko | 1504 | Each | K11
033069181 | Vertiv Knürr DIS Rack PDU, D, local metered, 0U, input IEC 60309 230/400V 3x32A, outlets (18)Schuko | 1799 | Each | K11
033080051 | Vertiv Knürr DIS Rack PDU, Protector LS, 0U/1U, input Schuko 230V 16A, outlets (5)Schuko | 169 | Each | K11
033080091 | Vertiv Knürr DIS Rack PDU, Protector LS, 0U, input Schuko 230V 16A, outlets (9)Schuko | 174 | Each | K11
033080131 | Vertiv Knürr DIS Rack PDU, Protector LS, 0U, input Schuko 230V 16A, outlets (13)Schuko | 189 | Each | K11
033100051 | Vertiv Knürr DIS Rack PDU, Protector FI/LS, 0U/1U, input Schuko 230V 16A, outlets (5)Schuko | 369 | Each | K11
033100091 | Vertiv Knürr DIS Rack PDU, Protector FI/LS, 0U, input Schuko 230V 16A, outlets (9)Schuko | 392 | Each | K11
033100131 | Vertiv Knürr DIS Rack PDU, Protector FI/LS, 0U, input Schuko 230V 16A, outlets (13)Schuko | 419 | Each | K11
033120051 | Vertiv Knürr DIS Rack PDU, Power Cleaner, 0U/1U, input Schuko 230V 16A, outlets (5)Schuko | 130 | Each | K11
033120056 | Vertiv Knürr DIS Rack PDU, Power Cleaner, 0U/1U, input Schuko 230V 16A, outlets (5)Schuko | 130 | Each | K11
033120091 | Vertiv Knürr DIS Rack PDU, Power Cleaner, 0U, input Schuko 230V 16A, outlets (9)Schuko | 161 | Each | K11
033120096 | Vertiv Knürr DIS Rack PDU, Power Cleaner, 0U, input Schuko 230V 16A, outlets (9)Schuko | 161 | Each | K11
033120131 | Vertiv Knürr DIS Rack PDU, Power Cleaner, 0U, input Schuko 230V 16A, outlets (13)Schuko | 200 | Each | K11
033140051 | Vertiv Knürr DIS Rack PDU, Master-Slave, 0U/1U, input Schuko 230V 16A, outlets (5)Schuko | 211 | Each | K11
033140091 | Vertiv Knürr DIS Rack PDU, Master-Slave, 0U, input Schuko 230V 16A, outlets (9)Schuko | 252 | Each | K11
033160041 | Vertiv Knürr DIS Rack PDU, Safety Basic, 0U, input Schuko 230V 16A, outlets (4)Schuko | 178 | Each | K11
033160061 | Vertiv Knürr DIS Rack PDU, Safety Basic, 0U/1U, input Schuko 230V 16A, outlets (6)Schuko | 210 | Each | K11
033160066 | Vertiv Knürr DIS Rack PDU, Safety Basic, 0U/1U, input Schuko 230V 16A, outlets (6)Schuko | 210 | Each | K11
033160101 | Vertiv Knürr DIS Rack PDU, Safety Basic, 0U, input Schuko 230V 16A, outlets (10)Schuko | 236 | Each | K11
033160106 | Vertiv Knürr DIS Rack PDU, Safety Basic, 0U, input Schuko 230V 16A, outlets (10)Schuko | 194 | Each | K11
033161101 | Vertiv Knürr DIS Rack PDU, Safety Basic, 0U, input Schuko 230V 16A, outlets (10)Schuko | 213 | Each | K11
033162041 | Vertiv Knürr DIS Rack PDU, Safety Basic, 0U, input GST18 230V 16A, outlets (4)Schuko | 219 | Each | K11
033180051 | Vertiv Knürr DIS Rack PDU, Safety Standard, 0U/1U, input Schuko 230V 16A, outlets (5)Schuko | 325 | Each | K11
033180056 | Vertiv Knürr DIS Rack PDU, Safety Standard, 0U/1U, input Schuko 230V 16A, outlets (5)Schuko | 255 | Each | K11
033180061 | Vertiv Knürr DIS Rack PDU, Safety Standard, 0U, input Schuko 230V 16A, outlets (6)Schuko | 334 | Each | K11
033180091 | Vertiv Knürr DIS Rack PDU, Safety Standard, 0U, input Schuko 230V 16A, outlets (9)Schuko | 352 | Each | K11
033180096 | Vertiv Knürr DIS Rack PDU, Safety Standard, 0U, input Schuko 230V 16A, outlets (9)Schuko | 314 | Each | K11
033180131 | Vertiv Knürr DIS Rack PDU, Safety Standard, 0U, input Schuko 230V 16A, outlets (13)Schuko | 339 | Each | K11
033181051 | Vertiv Knürr DIS Rack PDU, Safety Standard, 0U, input Schuko 230V 16A, outlets (5)Schuko | 325 | Each | K11
033181091 | Vertiv Knürr DIS Rack PDU, Safety Standard, 0U, input Schuko 230V 16A, outlets (9)Schuko | 316 | Each | K11
033200051 | Vertiv Knürr DIS Rack PDU, Combi, 0U, input Schuko 230V 16A, outlets (5)Schuko | 356 | Each | K11
033200091 | Vertiv Knürr DIS Rack PDU, Combi, 0U, input Schuko 230V 16A, outlets (9)Schuko | 342 | Each | K11
033260061 | Vertiv Knürr DIS Rack PDU, Protector Emergency Stop Switch, 0U/1U, input Schuko 230V 16A, outlets (6)Schuko | 336 | Each | K11
033280081 | Vertiv Knürr DIS Rack PDU, Protector Emergency Stop Switch FI/LS, 0U, input Schuko 230V 16A, outlets (8)Schuko | 559 | Each | K11
034000041 | Vertiv Knürr DIS Rack PDU, Compact, 0U, input Schuko 230V 16A, outlets (4)UTE | 69 | Each | K11
034000046 | Vertiv Knürr DIS Rack PDU, Compact, 0U, input Schuko 230V 16A, outlets (4)UTE | 69 | Each | K11
034000071 | Vertiv Knürr DIS Rack PDU, Compact, 0U/1U, input Schuko 230V 16A, outlets (7)UTE | 102 | Each | K11
034000076 | Vertiv Knürr DIS Rack PDU, Compact, 0U/1U, input Schuko 230V 16A, outlets (7)UTE | 102 | Each | K11
034000111 | Vertiv Knürr DIS Rack PDU, Compact, 0U, input Schuko 230V 16A, outlets (11)UTE | 138 | Each | K11
034000551 | Vertiv Knürr DIS Rack PDU, Classic, 0U, input Schuko 230V 16A, outlets (5)UTE | 91 | Each | K11
034000556 | Vertiv Knürr DIS Rack PDU, Classic, 0U, input Schuko 230V 16A, outlets (5)UTE | 94 | Each | K11
034000591 | Vertiv Knürr DIS Rack PDU, Classic, 0U, input Schuko 230V 16A, outlets (9)UTE | 130 | Each | K11
034000596 | Vertiv Knürr DIS Rack PDU, Classic, 0U, input Schuko 230V 16A, outlets (9)UTE | 130 | Each | K11
034000631 | Vertiv Knürr DIS Rack PDU, Classic, 0U, input Schuko 230V 16A, outlets (13)UTE | 177 | Each | K11
034001071 | Vertiv Knürr DIS Rack PDU, Compact, 0U, input Schuko 230V 16A, outlets (7)UTE | 105 | Each | K11
034001076 | Vertiv Knürr DIS Rack PDU, Compact, 0U, input Schuko 230V 16A, outlets (7)UTE | 105 | Each | K11
034002041 | Vertiv Knürr DIS Rack PDU, Compact, 0U, input GST18 230V 16A, outlets (4)UTE | 83 | Each | K11
034002071 | Vertiv Knürr DIS Rack PDU, Compact, 0U, input GST18 230V 16A, outlets (7)UTE | 113 | Each | K11
034020031 | Vertiv Knürr DIS Rack PDU, Compact, 0U, input Schuko 230V 16A, outlets (3)UTE | 75 | Each | K11
034020036 | Vertiv Knürr DIS Rack PDU, Compact, 0U, input Schuko 230V 16A, outlets (3)UTE | 74 | Each | K11
034020061 | Vertiv Knürr DIS Rack PDU, Compact, 0U/1U, input Schuko 230V 16A, outlets (6)UTE | 108 | Each | K11
034020101 | Vertiv Knürr DIS Rack PDU, Compact, 0U, input Schuko 230V 16A, outlets (10)UTE | 144 | Each | K11
034020581 | Vertiv Knürr DIS Rack PDU, Classic, 0U, input Schuko 230V 16A, outlets (8)UTE | 135 | Each | K11
034040051 | Vertiv Knürr DIS Rack PDU, Protector FI, 0U/1U, input Schuko 230V 16A, outlets (5)UTE | 395 | Each | K11
034060061 | Vertiv Knürr DIS Rack PDU, D, local metered, 0U/1U, input Schuko 230V 16A, outlets (6)UTE | 781 | Each | K11
034080051 | Vertiv Knürr DIS Rack PDU, Protector LS, 0U/1U, input Schuko 230V 16A, outlets (5)UTE | 249 | Each | K11
034100051 | Vertiv Knürr DIS Rack PDU, Protector FI/LS, 0U/1U, input Schuko 230V 16A, outlets (5)UTE | 386 | Each | K11
034100091 | Vertiv Knürr DIS Rack PDU, Protector FI/LS, 0U, input Schuko 230V 16A, outlets (9)UTE | 425 | Each | K11
034140051 | Vertiv Knürr DIS Rack PDU, Master-Slave, 0U/1U, input Schuko 230V 16A, outlets (5)UTE | 259 | Each | K11
034160061 | Vertiv Knürr DIS Rack PDU, Safety Basic, 0U/1U, input Schuko 230V 16A, outlets (6)UTE | 185 | Each | K11
034180051 | Vertiv Knürr DIS Rack PDU, Safety Standard, 0U/1U, input Schuko 230V 16A, outlets (5)UTE | 308 | Each | K11
034260101 | Vertiv Knürr DIS Rack PDU, Protector Emergency Stop Switch, 0U, input Schuko 230V 16A, outlets (10)UTE | 302 | Each | K11
036000061 | Vertiv Knürr DIS Rack PDU, IEC320, 0U, input Schuko 230V 16A, outlets (6)C13 | 100 | Each | K11
036000121 | Vertiv Knürr DIS Rack PDU, IEC320, 0U, input Schuko 230V 16A, outlets (12)C13 | 167 | Each | K11
036000241 | Vertiv Knürr DIS Rack PDU, TripplePower, 0U, input ohne 230/400V 3x16A, outlets (24)C13 | 387 | Each | K11
036000481 | Vertiv Knürr DIS Rack PDU, TripplePower, 0U, input ohne 230/400V 3x16A, outlets (48)C13 | 584 | Each | K11
036002061 | Vertiv Knürr DIS Rack PDU, IEC320, 0U, input GST18 230V 16A, outlets (6)C13 | 107 | Each | K11
036003121 | Vertiv Knürr DIS Rack PDU, IEC320, 0U/1U, input IEC 60320 C13 230V 10A, outlets (12)C13 | 192 | Each | K11
036004121 | Vertiv Knürr DIS Rack PDU, IEC320, 0U, input IEC 60320 Sheet I 230V 16A, outlets (12) Sheet F | 219 | Each | K11
036004181 | Vertiv Knürr DIS Rack PDU, IEC320, 0U, input IEC 60320 C19 230V 16A, outlets (15)C13 (3)C19 | 333 | Each | K11
036005061 | Vertiv Knürr DIS Rack PDU, TripplePower, 0U/1U, input IEC 60309 230/400V 3x16A, outlets (6)C19 | 336 | Each | K11
036005181 | Vertiv Knürr DIS Rack PDU, IEC320, 0U, input IEC 60309 230V 16A, outlets (15)C13 (3)C19 | 300 | Each | K11
036005211 | Vertiv Knürr DIS Rack PDU, TripplePower, 0U, input IEC 60309 230/400V 3x16A, outlets (18)C13 (3)C19 | 603 | Each | K11
036005241 | Vertiv Knürr DIS Rack PDU, TripplePower, 0U, input IEC 60309 230/400V 3x16A, outlets (18)C13 (6)C19 | 589 | Each | K11
036005421 | Vertiv Knürr DIS Rack PDU, TripplePower, 0U, input IEC 60309 230/400V 3x16A, outlets (36)C13 (6)C19 | 712 | Each | K11
036006241 | Vertiv Knürr DIS Rack PDU, IEC320, 0U, input IEC 60309 230V 32A, outlets (20)C13 (4)C19 | 500 | Each | K11
036008211 | Vertiv Knürr DIS Rack PDU, TripplePower, 0U, input IEC 60309 230/400V 3x16A, outlets (21)C13 | 520 | Each | K11
036008241 | Vertiv Knürr DIS Rack PDU, TripplePower, 0U, input IEC 60309 230/400V 3x16A, outlets (24)C13 | 617 | Each | K11
036008451 | Vertiv Knürr DIS Rack PDU, TripplePower, 0U, input IEC 60309 230/400V 3x16A, outlets (45)C13 | 712 | Each | K11
036008481 | Vertiv Knürr DIS Rack PDU, TripplePower, 0U, input IEC 60309 230/400V 3x16A, outlets (48)C13 | 748 | Each | K11
036009061 | Vertiv Knürr DIS Rack PDU, TriplePower, 0U, input IEC 60309 230/400V 3x32A, outlets (6)C19 | 737 | Each | K11
036009301 | Vertiv Knürr DIS Rack PDU, TriplePower, 0U, input IEC 60309 230/400V 3x32A, outlets (18)C13 (12)C19 | 927 | Each | K11
036009361 | Vertiv Knürr DIS Rack PDU, TriplePower, 0U, input IEC 60309 230/400V 3x32A, outlets (30)C13 (6)C19 | 1004 | Each | K11
036020091 | Vertiv Knürr DIS Rack PDU, IEC320, 0U/1U, input Schuko 230V 16A, outlets (9)C13 | 139 | Each | K11
036060081 | Vertiv Knürr DIS Rack PDU, D, local metered, 0U/1U, input Schuko 230V 16A, outlets (9)C13 | 874 | Each | K11
036065061 | Vertiv Knürr DIS Rack PDU, D, local metered, 0U, input IEC 60309 230/400V 3x16A, outlets (6)C19 | 1280 | Each | K11
036065331 | Vertiv Knürr DIS Rack PDU, D, local metered, 0U, input IEC 60309 230/400V 3x16A, outlets (27)C13 (6)C19 | 1425 | Each | K11
036066241 | Vertiv Knürr DIS Rack PDU, D, local metered, 0U, input IEC 60309 230V 32A, outlets (20)C13 (4)C19 | 1132 | Each | K11
036068081 | Vertiv Knürr DIS Rack PDU, D, local metered, 0U/1U, input input IEC60309 230V 16A, outlets (9)C13 | 951 | Each | K11
036068201 | Vertiv Knürr DIS Rack PDU, D, local metered, 0U, input IEC 60309 230 16A, outlets (18)C13 (2)C19 | 1047 | Each | K11
036069061 | Vertiv Knürr DIS Rack PDU, D, local metered, 0U, input IEC 60309 230/400V 3x32A, outlets (6)C19 | 1548 | Each | K11
036069301 | Vertiv Knürr DIS Rack PDU, D, local metered, 0U, input IEC 60309 230/400V 3x32A, outlets (18)C13 (12)C19 | 1879 | Each | K11
036069361 | Vertiv Knürr DIS Rack PDU, D, local metered, 0U, input IEC 60309 230/400V 3x32A, outlets (30)C13 (6)C19 | 1843 | Each | K11
036122061 | Vertiv Knürr DIS Rack PDU, Power Cleaner, 0U/1U, input GST18 230V 16A, outlets (6)C13 | 142 | Each | K11
036162061 | Vertiv Knürr DIS Rack PDU, Safety Basic, 0U/1U, input GST18 230V 16A, outlets (6)C13 | 230 | Each | K11
036182061 | Vertiv Knürr DIS Rack PDU, Safety Standard, 0U/1U, input GST18 230V 16A, outlets (6)C13 | 320 | Each | K11
036220031 | Vertiv Knürr DIS Rack PDU, IEC320, 0U, input IEC 60320 C14 230V 10A, outlets (3)C13 | 82 | Each | K11
036220061 | Vertiv Knürr DIS Rack PDU, IEC320, 0U, input IEC 60320 C14 230V 10A, outlets (6)C13 | 111 | Each | K11
036220091 | Vertiv Knürr DIS Rack PDU, IEC320, 0U/1U, input IEC 60320 C14 230V 10A, outlets (9)C13 | 141 | Each | K11
036227061 | Vertiv Knürr DIS Rack PDU, IEC320, 0U, input IEC 60320 C14 230V 10A, outlets (6)C13 | 103 | Each | K11
036227091 | Vertiv Knürr DIS Rack PDU, IEC320, 0U, input IEC 60320 C14 230V 10A, outlets (9)C13 | 132 | Each | K11
036247031 | Vertiv Knürr DIS Rack PDU, IEC320, 0U, input IEC 60320 C14 230V 10A, outlets (3)C13 | 94 | Each | K11
036247061 | Vertiv Knürr DIS Rack PDU, IEC320, 0U, input IEC 60320 C14 230V 10A, outlets (6)C13 | 122 | Each | K11
036247091 | Vertiv Knürr DIS Rack PDU, IEC320, 0U, input IEC 60320 C14 230V 10A, outlets (9)C13 | 153 | Each | K11
036320101 | Vertiv Knürr DIS Rack PDU, IEC320, 0U/1U, input Schuko 230V 10A, outlets (10)C13 | 188 | Each | K11
037010041 | Vertiv Knürr DIS Rack PDU, Compact, 0U, input SEV1011 T12 230V 10A, outlets (4)Typ13 | 107 | Each | K11
037010071 | Vertiv Knürr DIS Rack PDU, Compact, 0U, input SEV1011 T12 230V 10A, outlets (7)Typ13 | 141 | Each | K11
037010076 | Vertiv Knürr DIS Rack PDU, Compact, 0U, input SEV1011 T12 230V 10A, outlets (7)Typ13 | 141 | Each | K11
037010111 | Vertiv Knürr DIS Rack PDU, Compact, 0U, input SEV1011 T12 230V 10A, outlets (11)Typ13 | 171 | Each | K11
037010551 | Vertiv Knürr DIS Rack PDU, Classic, 0U, input SEV1011 T12 230V 10A, outlets (5)Typ13 | 124 | Each | K11
037010591 | Vertiv Knürr DIS Rack PDU, Classic, 0U, input SEV1011 T12 230V 10A, outlets (9)Typ13 | 175 | Each | K11
037010596 | Vertiv Knürr DIS Rack PDU, Classic, 0U, input SEV1011 T12 230V 10A, outlets (9)Typ13 | 157 | Each | K11
037010631 | Vertiv Knürr DIS Rack PDU, Classic, 0U, input SEV1011 T12 230V 10A, outlets (13)Typ13 | 213 | Each | K11
037030031 | Vertiv Knürr DIS Rack PDU, Compact, 0U, input SEV1011 T12 230V 10A, outlets (3)Typ13 | 83 | Each | K11
037030061 | Vertiv Knürr DIS Rack PDU, Compact, 0U/1U, input SEV1011 T12 230V 10A, outlets (6)Typ13 | 146 | Each | K11
037030581 | Vertiv Knürr DIS Rack PDU, Classic, 0U, input SEV1011 T12 230V 10A, outlets (8)Typ13 | 141 | Each | K11
037030661 | Vertiv Knürr DIS Rack PDU, Classic, 0U, input SEV1011 T12 230V 10A, outlets (16)Typ13 | 245 | Each | K11
037031031 | Vertiv Knürr DIS Rack PDU, Compact, 0U, input SEV1011 T12 230V 10A, outlets (3)Typ13 | 85 | Each | K11
037031101 | Vertiv Knürr DIS Rack PDU, Compact, 0U, input SEV1011 T12 230V 10A, outlets (10)Typ13 | 160 | Each | K11
037060051 | Vertiv Knürr DIS Rack PDU, D, local metered, 0U/1U, input SEV1011 T12 230V 10A, outlets (5)Typ13 | 859 | Each | K11
037110051 | Vertiv Knürr DIS Rack PDU, Protector FI/LS, 0U/1U, input SEV1011 T12 230V 10A, outlets (5)Typ13 | 436 | Each | K11
037190051 | Vertiv Knürr DIS Rack PDU, Safety Standard, 0U/1U, input SEV1011 T12 230V 10A, outlets (5)Typ13 | 342 | Each | K11
040000379 | CABLE CONNECTION BLACK 50CM | 25 | Each | K11
040000389 | GST18I5 MULTIPLIER TRI-PHASE | 76 | Each | K11
040000400 | POWER SUPPLY LEAD L=2M GST18 | 28 | Each | K11
040000410 | POWER SUPPLY LEAD L=5M GST 18 | 36 | Each | K11
040000420 | CABLE CONNECTION WHITE 20CM | 23 | Each | K11
040000429 | CABLE CONNECTION BLACK 20CM | 25 | Each | K11
040000440 | CABLE CONNECTION WHITE 1M | 25 | Each | K11
040000449 | CABLE CONNECTION BLACK 1M | 27 | Each | K11
040000450 | CABLE CONNECTION WHITE 5M | 35 | Each | K11
040000460 | SOCKET GST18 | 23 | Each | K11
040000470 | GST18 PLUG | 20 | Each | K11
040000480 | CABLE POWER SUPPLY 3PH | 59 | Each | K11
040000519 | CABLE IEC320 0.9M 3X1.0 ST/BU | 27 | Each | K11
040000559 | WIRE-POWER SYSTEM CH 2500 3X1 IEC320 BU | 31 | Each | K11
040000569 | CABLE ENG-PLUG/IEC 320 | 40 | Each | K11
VP7551 | Vertiv Geist Rack PDU, Basic, 0U, input IEC 60309 230V 16A, outlets (20)C13 (4)C19 | 490 | EACH | K11
VP7552 | Vertiv Geist Rack PDU, Basic, 0U, input IEC 60320 C20 power inlet 230V 16A, outlets (20)C13 (4)C19 | 452 | EACH | K11
VP7553 | Vertiv Geist Rack PDU, Basic, 0U, input IEC 60309 230V 32A, outlets (20)C13 (4)C19 | 596 | EACH | K11
VP7557 | Vertiv Geist Rack PDU, Basic, 0U, input IEC 60309 230/400V 3x16A, outlets (36)C13 (6)C19 | 653 | EACH | K11
VP9559 | Vertiv Geist Rack PDU, Basic, 1U, input IEC 60320 C20 power inlet 230V 16A, outlets (10)C13 (2)C19 | 374 | EACH | K11
VP4G8000 | Vertiv Geist Rack PDU, Monitored (Unit Level), EC, 0U, input IEC 60309 230V 16A, RCM, combi outlets (36)C13 or C19 | 1449 | EACH | K12
VP5G8001 | Vertiv Geist Rack PDU, Switched (Unit Level Monitoring), 0U, input IEC 60309 230V 16A, RCM, locking outlets (21)C13 (3)C19 | 2509 | EACH | K12
VP7G8001 | Vertiv Geist Rack PDU, Switched (Outlet Level Monitoring), 0U, input IEC 60309 230V 16A, RCM, locking outlets (21)C13 (3)C19 | 2489 | EACH | K12
VP6G8001 | Vertiv Geist Rack PDU, Monitored (Outlet Level), 0U, input IEC 60309 230V 16A, RCM, locking outlets (21)C13 (3)C19 | 2508 | EACH | K12
VP4G8001 | Vertiv Geist Rack PDU, Monitored (Unit Level), EC, 0U, input IEC 60309 230V 16A, RCM, locking outlets (20)C13 (6)C19 | 1361 | EACH | K12
VP4G8002 | Vertiv Geist Rack PDU, Monitored (Unit Level), EC, 0U, input IEC 60309 230/400V 3x16A, RCM, combi outlets (36)C13 or C19 | 1726 | EACH | K12
VP5G8003 | Vertiv Geist Rack PDU, Switched (Unit Level Monitoring), 0U, input IEC 60309 230/400V 3x16A, RCM, locking outlets (24)C13 (12)C19 | 3251 | EACH | K12
VP7G8003 | Vertiv Geist Rack PDU, Switched (Outlet Level Monitoring), 0U, input IEC 60309 230/400V 3x16A, RCM, locking outlets (24)C13 (12)C19 | 3505 | EACH | K12
VP6G8003 | Vertiv Geist Rack PDU, Monitored (Outlet Level), 0U, input IEC 60309 230/400V 3x16A, RCM, locking outlets (24)C13 (12)C19 | 3278 | EACH | K12
VP4G8003 | Vertiv Geist Rack PDU, Monitored (Unit Level), EC, 0U, input IEC 60309 230/400V 3x16A, RCM, locking outlets (24)C13 (6)C19 | 1478 | EACH | K12
VP4G9000 | Vertiv Geist Rack PDU, Monitored (Unit Level), EC, 0U, input IEC 60309 230V 32A, RCM, combi outlets (36)C13 or C19 | 1558 | EACH | K12
VP5G9001 | Vertiv Geist Rack PDU, Switched (Unit Level Monitoring), 0U, input IEC 60309 230V 32A, RCM, locking outlets (20)C13 (4)C19 | 2648 | EACH | K12
VP7G9001 | Vertiv Geist Rack PDU, Switched (Outlet Level Monitoring), 0U, input IEC 60309 230V 32A, RCM, locking outlets (20)C13 (4)C19 | 2703 | EACH | K12
VP6G9001 | Vertiv Geist Rack PDU, Monitored (Outlet Level), 0U, input IEC 60309 230V 32A, RCM, locking outlets (20)C13 (4)C19 | 2650 | EACH | K12
VP4G9001 | Vertiv Geist Rack PDU, Monitored (Unit Level), EC, 0U, input IEC 60309 230V 32A, RCM, locking outlets (20)C13 (6)C19 | 1492 | EACH | K12
VP4G9002 | Vertiv Geist Rack PDU, Monitored (Unit Level), EC, 0U, input IEC 60309 230/400V 3x32A, RCM, combi outlets (36)C13 or C19 | 2263 | EACH | K12
VP5G9003 | Vertiv Geist Rack PDU, Switched (Unit Level Monitoring), 0U, input IEC 60309 230/400V 3x32A, RCM, locking outlets (30)C13 (6)C19 | 3623 | EACH | K12
VP7G9003 | Vertiv Geist Rack PDU, Switched (Outlet Level Monitoring), 0U, input IEC 60309 230/400V 3x32A, RCM, locking outlets (30)C13 (6)C19 | 3745 | EACH | K12
VP6G9003 | Vertiv Geist Rack PDU, Monitored (Outlet Level), 0U, input IEC 60309 230/400V 3x32A, RCM, locking outlets (30)C13 (6)C19 | 3715 | EACH | K12
VP4G9003 | Vertiv Geist Rack PDU, Monitored (Unit Level), EC, 0U, input IEC 60309 230/400V 3x32A, RCM, locking outlets (24)C13 (6)C19 | 2082 | EACH | K12
VP5G8000 | Vertiv Geist Rack PDU, Switched (Unit Level Monitoring), EC, 0U, input IEC 60309 230V 16A, combi outlets (24)C13 or C19 | 2419 | EACH | K12
VP5G8002 | Vertiv Geist Rack PDU, Switched (Unit Level Monitoring), EC, 0U, input IEC 60309 230/400V 3x16A, combi outlets (24)C13 or C19 | 2481 | EACH | K12
VP6G8000 | Vertiv Geist Rack PDU, Monitored (Outlet Level), EC, 0U, input IEC 60309 230V 16A, combi outlets (24)C13 or C19 | 2387 | EACH | K12
VP7G8000 | Vertiv Geist Rack PDU, Switched (Outlet Level Monitoring), EC, 0U, input IEC 60309 230V 16A, combi outlets (24)C13 or C19 | 2571 | EACH | K12
VP7G8002 | Vertiv Geist Rack PDU, Switched (Outlet Level Monitoring), EC, 0U, input IEC 60309 230/400V 3x16A, combi outlets (24)C13 or C19 | 2732 | EACH | K12
VP5G9000 | Vertiv Geist Rack PDU, Switched (Unit Level Monitoring), EC, 0U, input IEC 60309 230V 32A, combi outlets (24)C13 or C19 | 2535 | EACH | K12
VP6G8002 | Vertiv Geist Rack PDU, Monitored (Outlet Level), EC, 0U, input IEC 60309 230/400V 3x16A, combi outlets (24)C13 or C19 | 2476 | EACH | K12
VP6G9000 | Vertiv Geist Rack PDU, Monitored (Outlet Level), EC, 0U, input IEC 60309 230V 32A, combi outlets (24)C13 or C19 | 2532 | EACH | K12
VP7G9000 | Vertiv Geist Rack PDU, Switched (Outlet Level Monitoring), EC, 0U, input IEC 60309 230V 32A, combi outlets (24)C13 or C19 | 2732 | EACH | K12
VP5G9002 | Vertiv Geist Rack PDU, Switched (Unit Level Monitoring), EC, 0U, input IEC 60309 230/400V 3x32A, combi outlets (36)C13 or C19 | 3511 | EACH | K12
VP6G9002 | Vertiv Geist Rack PDU, Monitored (Outlet Level), EC, 0U, input IEC 60309 230/400V 3x32A, combi outlets (36)C13 or C19 | 4048 | EACH | K12
VP7G9002 | Vertiv Geist Rack PDU, Switched (Outlet Level Monitoring), EC, 0U, input IEC 60309 230/400V 3x32A, combi outlets (36)C13 or C19 | 4227 | EACH | K12
G1650L | Vertiv Geist Rack PDU, Basic, 0U, input IEC 60309 230V 32A, locking outlets (24)C13 (6)C19 | 915 | EACH | K11
G2169 | Vertiv Geist Rack PDU, Basic, 0U, input IEC 60309 230V 32A, outlets (10)BS1363 | 477 | EACH | K11
G2118 | Vertiv Geist Rack PDU, Basic, 0U, input IEC 60309 230V 32A, outlets (15)BS1363 | 435 | EACH | K11
G2120 | Vertiv Geist Rack PDU, Basic, 0U, input IEC 60309 230V 32A, outlets (20)BS1363 | 525 | EACH | K11
G2194 | Vertiv Geist Rack PDU, Basic, 0U, input IEC 60309 230V 32A, outlets (24)C13 | 696 | EACH | K11
G2195 | Vertiv Geist Rack PDU, Basic, 0U, input IEC 60309 230V 32A, outlets (30)C13 | 522 | EACH | K11
G2106 | Vertiv Geist Rack PDU, Basic, 0U, input BS1363 230V 13A, outlets (10)BS1363 | 515 | EACH | K11
G2152 | Vertiv Geist Rack PDU, Basic, 0U, input BS1363 230V 13A, outlets (15)BS1363 | 385 | EACH | K11
G2180 | Vertiv Geist Rack PDU, Basic, 0U, input BS1363 230V 13A, outlets (16)C13 | 404 | EACH | K11
G2153 | Vertiv Geist Rack PDU, Basic, 0U, input BS1363 230V 13A, outlets (20)BS1365 | 418 | EACH | K11
G2181 | Vertiv Geist Rack PDU, Basic, 0U, input BS1363 230V 13A, outlets (24)C13 | 315 | EACH | K11
G1647L | Vertiv Geist Rack PDU, Basic, 0U, input IEC 60309 230V 16A, locking outlets (10)C13 (2)C19 | 521 | EACH | K11
G2110 | Vertiv Geist Rack PDU, Basic, 0U, input IEC 60309 230V 16A, outlets (10)BS1363 | 344 | EACH | K11
G2112 | Vertiv Geist Rack PDU, Basic, 0U, input IEC 60309 230V 16A, outlets (12)BS1363 | 356 | EACH | K11
G2201 | Vertiv Geist Rack PDU, Basic, 0U, input IEC 60309 230V 16A, outlets (12)C13 (4)C19 | 477 | EACH | K11
G2114 | Vertiv Geist Rack PDU, Basic, 0U, input IEC 60309 230V 16A, outlets (15)BS1363 | 381 | EACH | K11
G2161 | Vertiv Geist Rack PDU, Basic, 0U, input IEC 60309 230V 16A, outlets (20)BS1365 | 410 | EACH | K11
G1032 | Vertiv Geist Rack PDU, Basic, 0U, input IEC 60309 230V 16A, outlets (24)C13 (6)C19 | 584 | EACH | K11
G2202 | Vertiv Geist Rack PDU, Basic, 0U, input IEC 60309 230V 32A, outlets (12)C13 (4)C19 | 634 | EACH | K11
G1036 | Vertiv Geist Rack PDU, Basic, 0U, input IEC 60309 230V 32A, outlets (24)C13 (6)C19 | 731 | EACH | K11
G2205 | Vertiv Geist Rack PDU, Basic, 0U, input IEC 60309 230V 32A, outlets (36)C13 (6)C19 | 702 | EACH | K11
G2196 | Vertiv Geist Rack PDU, Basic, 0U, input IEC 60309 230V 32A, outlets (40)C13 | 559 | EACH | K11
G1011 | Vertiv Geist Rack PDU, Basic, 0U, input IEC 60320 C20 power inlet 230V 16A, outlets (20)C13 | 446 | EACH | K11
G1009 | Vertiv Geist Rack PDU, Basic, 0U/1U, input IEC 60320 C20 power inlet 230V 16A, outlets (10)C13 | 286 | EACH | K11
G2166 | Vertiv Geist Rack PDU, Basic, 1U, input IEC 60309 230V 32A, outlets (4)BS1363 | 241 | EACH | K11
G2175 | Vertiv Geist Rack PDU, Basic, 1U, input BS1363 230V 13A, outlets (12)C13 | 417 | EACH | K11
G2177 | Vertiv Geist Rack PDU, Basic, 1U, input BS1363 230V 13A, outlets (12)C13 | 404 | EACH | K11
G2102 | Vertiv Geist Rack PDU, Basic, 1U, input BS1363 230V 13A, outlets (6)BS1367 | 299 | EACH | K11
G2104 | Vertiv Geist Rack PDU, Basic, 1U, input BS1363 230V 13A, outlets (8)BS1368 | 301 | EACH | K11
G2109 | Vertiv Geist Rack PDU, Basic, 1U, input BS1363 230V 13A, outlets (8)BS1363 | 559 | EACH | K11
G1646L | Vertiv Geist Rack PDU, Basic, 1U, input IEC 60309 230V 16A, locking outlets (10)C13 | 500 | EACH | K11
G2183 | Vertiv Geist Rack PDU, Basic, 1U, input IEC 60309 230V 16A, outlets (12)C13 | 406 | EACH | K11
G2158 | Vertiv Geist Rack PDU, Basic, 1U, input IEC 60309 230V 16A, outlets (4)BS1363 | 344 | EACH | K11
G2159 | Vertiv Geist Rack PDU, Basic, 1U, input IEC 60309 230V 16A, outlets (6)BS1367 | 276 | EACH | K11
G2160 | Vertiv Geist Rack PDU, Basic, 1U, input IEC 60309 230V 16A, outlets (8)BS1363 | 242 | EACH | K11
G2197 | Vertiv Geist Rack PDU, Basic, 1U, input IEC 60309 230V 16A, outlets (8)C13 (2)C19 | 249 | EACH | K11
G1648L | Vertiv Geist Rack PDU, Basic, 1U, input IEC 60309 230V 32A, locking outlets (4)C13 (4)C19 | 592 | EACH | K11
G1033 | Vertiv Geist Rack PDU, Basic, 1U, input IEC 60309 230V 32A, outlets (12)C13 | 569 | EACH | K11
G2150 | Vertiv Geist Rack PDU, Basic, 1U, input IEC60320 C14 230V 10A, outlets (6)BS1367 | 290 | EACH | K11
G1010 | Vertiv Geist Rack PDU, Basic, 1U, input IEC 60320 C20 power inlet 230V 16A, outlets (16)C13 | 364 | EACH | K11
G1649L | Vertiv Geist Rack PDU, Basic, 2U, input IEC 60309 230V 32A, locking outlets (12)C13 (4)C19 | 739 | EACH | K11
G2192 | Vertiv Geist Rack PDU, Basic, 2U, input IEC 60309 230V 32A, outlets (20)C13 | 472 | EACH | K11
G2176 | Vertiv Geist Rack PDU, Basic, 2U, input BS1363 230V 13A, outlets (8)C13 | 282 | EACH | K11
G2199 | Vertiv Geist Rack PDU, Basic, 2U, input IEC 60309 230V 16A, outlets (12)C13 (4)C19 | 238 | EACH | K11
G2200 | Vertiv Geist Rack PDU, Basic, 2U, input IEC 60309 230V 32A, outlets (12)C13 (4)C19 | 485 | EACH | K11
GI10070L | Vertiv Geist Rack PDU, Basic (upgradeable), 0U, input IEC 60309 230/400V 3x16A, locking outlets (12)C13 (6)C19 | 954 | EACH | K11
GI10071L | Vertiv Geist Rack PDU, Basic (upgradeable), 0U, input IEC 60309 230/400V 3x16A, locking outlets (24)C13 (6)C19 | 997 | EACH | K11
GI10009L | Vertiv Geist Rack PDU, Basic (upgradeable), 0U, input IEC 60309 230/400V 3x16A, locking outlets (36)C13 (6)C19 | 1259 | EACH | K11
GI10074L | Vertiv Geist Rack PDU, Basic (upgradeable), 0U, input IEC 60309 230/400V 3x16A, locking outlets (36)C13 (6)C19 | 1076 | EACH | K11
GI10075L | Vertiv Geist Rack PDU, Basic (upgradeable), 0U, input IEC 60309 230/400V 3x16A, locking outlets (36)C13 (6)C19 | 1076 | EACH | K11
GI10072 | Vertiv Geist Rack PDU, Basic (upgradeable), 0U, input IEC 60309 230/400V 3x16A, outlets (36)C13 (6)C19 | 825 | EACH | K11
GI10073 | Vertiv Geist Rack PDU, Basic (upgradeable), 0U, input IEC 60309 230/400V 3x16A, outlets (48)C13 | 882 | EACH | K11
GI10015L | Vertiv Geist Rack PDU, Basic (upgradeable), 0U, input IEC 60309 230/400V 3x32A, locking outlets (12)C13 (12)C19 | 1416 | EACH | K11
GI10001L | Vertiv Geist Rack PDU, Basic (upgradeable), 0U, input IEC 60309 230/400V 3x32A, locking outlets (12)C19 | 1357 | EACH | K11
GI10005L | Vertiv Geist Rack PDU, Basic (upgradeable), 0U, input IEC 60309 230/400V 3x32A, locking outlets (24)C13 (6)C19 | 1369 | EACH | K11
GI10008L | Vertiv Geist Rack PDU, Basic (upgradeable), 0U, input IEC 60309 230/400V 3x32A, locking outlets (24)C13 (6)C19 | 1429 | EACH | K11
GI10056L | Vertiv Geist Rack PDU, Basic (upgradeable), 0U, input IEC 60309 230/400V 3x32A, locking outlets (24)C13 (6)C19 | 1495 | EACH | K11
GI10057L | Vertiv Geist Rack PDU, Basic (upgradeable), 0U, input IEC 60309 230/400V 3x32A, locking outlets (36)C13 (6)C19 | 1649 | EACH | K11
GI10013 | Vertiv Geist Rack PDU, Basic (upgradeable), 0U, input IEC 60309 230/400V 3x32A, outlets (36)C13 (6)C19 | 1247 | EACH | K11
GI10017 | Vertiv Geist Rack PDU, Basic (upgradeable), 0U, input IEC 60309 230/400V 3x32A, outlets (48)C13 | 1328 | EACH | K11
GI10010L | Vertiv Geist Rack PDU, Basic (upgradeable), 0U, input IEC 60309 230V 16A, locking outlets (12)C13 (6)C19 | 1269 | EACH | K11
GI19989 | Vertiv Geist Rack PDU, Basic (upgradeable), 0U, input IEC 60309 230V 16A, outlets (20)SCHUKO | 844 | EACH | K11
GI10019L | Vertiv Geist Rack PDU, Basic (upgradeable), 0U, input IEC 60309 230V 32A, locking outlets (20)C13 (6)C19 | 1052 | EACH | K11
GI10003L | Vertiv Geist Rack PDU, Basic (upgradeable), 0U, input IEC 60309 230V 32A, locking outlets (30)C13 (6)C19 | 1198 | EACH | K11
GI10006L | Vertiv Geist Rack PDU, Basic (upgradeable), 0U, input IEC 60309 230V 32A, locking outlets (30)C13 (6)C19 | 1107 | EACH | K11
GI19986 | Vertiv Geist Rack PDU, Basic (upgradeable), 0U, input IEC 60309 230V 32A, outlets (20)BS1363 | 739 | EACH | K11
GI19987 | Vertiv Geist Rack PDU, Basic (upgradeable), 0U, input IEC 60309 230V 32A, outlets (20)SCHUKO | 1049 | EACH | K11
GI10016 | Vertiv Geist Rack PDU, Basic (upgradeable), 0U, input IEC 60309 230V 32A, outlets (30)C13 (6)C19 | 834 | EACH | K11
GI10011 | Vertiv Geist Rack PDU, Basic (upgradeable), 0U, input IEC 60309 230V 32A, outlets (36)C13 (6)C19 | 871 | EACH | K11
GI10012 | Vertiv Geist Rack PDU, Basic (upgradeable), 0U, input IEC 60309 230V 32A, outlets (36)C13 (6)C19 | 1311 | EACH | K11
UI10001L | Vertiv Geist Rack PDU, Basic (upgradeable), 0U, input IEC 60320 C20 power inlet 230V 16A, locking outlets (36)C13 (6)C19 | 1052 | EACH | K11
GI10014 | Vertiv Geist Rack PDU, Basic (upgradeable), 0U, input IEC 60309 230/400V 3x32A, outlets (36)C13 (6)C19 | 1461 | EACH | K11
GI10018L | Vertiv Geist Rack PDU, Basic (upgradeable), 0U, input IEC 60309 230V 16A, locking outlets (20)C13 (6)C19 | 945 | EACH | K11
GI19988 | Vertiv Geist Rack PDU, Basic (upgradeable), 0U, input IEC 60309 230V 16A, outlets (20)BS1363 | 623 | EACH | K11
GI10068L | Vertiv Geist Rack PDU, Basic (upgradeable), 1U, input IEC 60309 230/400V 3x16A, locking outlets (6)C13 (3)C19 | 804 | EACH | K11
GI10044L | Vertiv Geist Rack PDU, Basic (upgradeable), 1U, input IEC 60309 230/400V 3x32A, locking outlets (6)C19 | 1135 | EACH | K11
GI10043L | Vertiv Geist Rack PDU, Basic (upgradeable), 1U, input IEC 60309 230V 16A, locking outlets (10)C13 | 583 | EACH | K11
GI10045L | Vertiv Geist Rack PDU, Basic (upgradeable), 1U, input IEC 60309 230V 32A, locking outlets (10)C13 | 788 | EACH | K11
GI10046L | Vertiv Geist Rack PDU, Basic (upgradeable), 1U, input IEC 60309 230V 32A, locking outlets (10)C13 | 928 | EACH | K11
GI10047L | Vertiv Geist Rack PDU, Basic (upgradeable), 1U, input IEC 60309 230V 32A, locking outlets (4)C13 (4)C19 | 807 | EACH | K11
GI10048L | Vertiv Geist Rack PDU, Basic (upgradeable), 1U, input IEC 60309 230V 32A, locking outlets (4)C13 (4)C19 | 922 | EACH | K11
UI10014L | Vertiv Geist Rack PDU, Basic (upgradeable), 1U, input IEC 60320 C20 power inlet 230V 16A, locking outlets (10)C13 | 550 | EACH | K11
UI10016L | Vertiv Geist Rack PDU, Basic (upgradeable), 1U, input IEC 60320 C20 power inlet 230V 16A, locking outlets (10)C13 | 666 | EACH | K11
GI10069L | Vertiv Geist Rack PDU, Basic (upgradeable), 2U, input IEC 60309 230/400V 3x16A, locking outlets (12)C13 (6)C19 | 897 | EACH | K11
GI10002L | Vertiv Geist Rack PDU, Basic (upgradeable), 2U, input IEC 60309 230/400V 3x32A, locking outlets (12)C19 | 1545 | EACH | K11
GI10004L | Vertiv Geist Rack PDU, Basic (upgradeable), 2U, input IEC 60309 230V 32A, locking outlets (12)C13 (4)C19 | 852 | EACH | K11
GI10007L | Vertiv Geist Rack PDU, Basic (upgradeable), 2U, input IEC 60309 230V 32A, locking outlets (12)C13 (4)C19 | 875 | EACH | K11
GI10091 | Vertiv Geist Rack PDU, Basic (upgradeable), 0U, input IEC 60309 230V 32A, combi outlets (36)C13 or C19 | 1106 | EACH | K11
GI10092 | Vertiv Geist Rack PDU, Basic (upgradeable), 0U, input IEC 60309 230/400V 3x16A, combi outlets (36)C13 or C19 | 1227 | EACH | K11
GI10093 | Vertiv Geist Rack PDU, Basic (upgradeable), 0U, input IEC 60309 230V 16A, combi outlets (36)C13 or C19 | 949 | EACH | K11
GI10094 | Vertiv Geist Rack PDU, Basic (upgradeable), 0U, input IEC 60309 230/400V 3x32A, combi outlets (36)C13 or C19 | 1495 | EACH | K11
GU30030L | Vertiv Geist Rack PDU, Switched (Outlet Level Monitoring), EC, 0U, input IEC 60309 230V 16A, locking outlets (18)C13 (6)C19 | 2451 | EACH | K12
GR30024L | Vertiv Geist Rack PDU, Monitored (Outlet Level), EC, 0U, input IEC 60309 230V 16A, locking outlets (18)C13 (6)C19 | 2404 | EACH | K12
GS30029L | Vertiv Geist Rack PDU, Switched (Outlet Level Monitoring), EC, 0U, input IEC 60309 230V 32A, locking outlets (12)C13 (6)C19 | 2126 | EACH | K12
GR30023L | Vertiv Geist Rack PDU, Monitored (Outlet Level), EC, 0U, input IEC 60309 230V 32A, locking outlets (12)C13 (6)C19 | 2183 | EACH | K12
039514500001 | LOCKING POWER CORD C13 BK 0.5M SET 9pcs. | 109 | EACH | K12
039514500002 | LOCKING POWER CORD C13 BK 1.0M SET 9pcs. | 138 | EACH | K12
039514500003 | LOCKING POWER CORD C13 BK 1.5M SET 9pcs. | 170 | EACH | K12
039514510001 | LOCKING POWER CORD C13 WH 0.5M SET 9pcs. | 109 | EACH | K12
039514510002 | LOCKING POWER CORD C13 WH 1.0M SET 9pcs. | 138 | EACH | K12
039514510003 | LOCKING POWER CORD C13 WH 1.5M SET 9pcs. | 170 | EACH | K12
039514550001 | LOCKING POWER CORD C19 BK 0.5M SET 6pcs. | 117 | EACH | K12
039514550002 | LOCKING POWER CORD C19 BK 1.0M SET 6pcs. | 142 | EACH | K12
039514550003 | LOCKING POWER CORD C19 BK 1.5M SET 6pcs. | 175 | EACH | K12
039514560001 | LOCKING POWER CORD C19 WH 0.5M SET 6pcs. | 117 | EACH | K12
039514560002 | LOCKING POWER CORD C19 WH 1.0M SET 6pcs. | 142 | EACH | K12
039514560003 | LOCKING POWER CORD C19 WH 1.5M SET 6pcs. | 175 | EACH | K12
GI30029L | Vertiv Geist Rack PDU, Monitored (Unit Level), EC, 0U, input IEC 60309 230/400V 3x32A, locking outlets (12)C19 | 1665 | EACH | K12
GI30030L | Vertiv Geist Rack PDU, Monitored (Unit Level), EC, 2U, input IEC 60309 230/400V 3x32A, locking outlets (12)C19 | 1635 | EACH | K12
GI30031L | Vertiv Geist Rack PDU, Monitored (Unit Level), EC, 0U, input IEC 60309 230V 32A, locking outlets (30)C13 (6)C19 | 1415 | EACH | K12
GI30032L | Vertiv Geist Rack PDU, Monitored (Unit Level), EC, 2U, input IEC 60309 230V 32A, locking outlets (12)C13 (4)C19 | 1306 | EACH | K12
GI30033L | Vertiv Geist Rack PDU, Monitored (Unit Level), EC, 0U, input IEC 60309 230/400V 3x32A, locking outlets (24)C13 (6)C19 | 1688 | EACH | K12
GI30038L | Vertiv Geist Rack PDU, Monitored (Unit Level), EC, 0U, input IEC 60309 230V 16A, locking outlets (12)C13 (6)C19 | 1204 | EACH | K12
GI30041 | Vertiv Geist Rack PDU, Monitored (Unit Level), EC, 0U, input IEC 60309 230/400V 3x32A, outlets (36)C13 (6)C19 | 1505 | EACH | K12
GI30043L | Vertiv Geist Rack PDU, Monitored (Unit Level), EC, 0U, input IEC 60309 230/400V 3x32A, locking outlets (12)C13 (12)C19 | 1671 | EACH | K12
GI30044 | Vertiv Geist Rack PDU, Monitored (Unit Level), EC, 0U, input IEC 60309 230V 32A, outlets (30)C13 (6)C19 | 1134 | EACH | K12
GI30045 | Vertiv Geist Rack PDU, Monitored (Unit Level), EC, 0U, input IEC 60309 230/400V 3x32A, outlets (48)C13 | 1612 | EACH | K12
GI30061L | Vertiv Geist Rack PDU, Monitored (Unit Level), EC, 0U, input IEC 60309 230V 16A, locking outlets (20)C13 (6)C19 | 1232 | EACH | K12
GI30073L | Vertiv Geist Rack PDU, Monitored (Unit Level), EC, 1U, input IEC 60309 230V 16A, locking outlets (10)C13 | 1029 | EACH | K12
GI30074L | Vertiv Geist Rack PDU, Monitored (Unit Level), EC, 1U, input IEC 60309 230/400V 3x32A, locking outlets (6)C19 | 1384 | EACH | K12
GI30075L | Vertiv Geist Rack PDU, Monitored (Unit Level), EC, 1U, input IEC 60309 230V 32A, locking outlets (10)C13 | 1118 | EACH | K12
GI30077L | Vertiv Geist Rack PDU, Monitored (Unit Level), EC, 1U, input IEC 60309 230V 32A, locking outlets (4)C13 (4)C19 | 1174 | EACH | K12
GI30087L | Vertiv Geist Rack PDU, Monitored (Unit Level), EC, 0U, input IEC 60309 230/400V 3x32A, locking outlets (24)C13 (6)C19 | 1678 | EACH | K12
GI30088L | Vertiv Geist Rack PDU, Monitored (Unit Level), EC, 0U, input IEC 60309 230/400V 3x32A, locking outlets (36)C13 (6)C19 | 1998 | EACH | K12
GI30093L | Vertiv Geist Rack PDU, Monitored (Unit Level), EC, 0U, input IEC 60309 230/400V 3x16A, locking outlets (24)C13 (6)C19 | 1322 | EACH | K12
GI30094L | Vertiv Geist Rack PDU, Monitored (Unit Level), EC, 0U, input IEC 60309 230/400V 3x16A, locking outlets (36)C13 (6)C19 | 1540 | EACH | K12
GI30104 | Vertiv Geist Rack PDU, Monitored (Unit Level), EC, 0U, input IEC 60309 230/400V 3x16A, outlets (48)C13 | 1437 | EACH | K12
GI30105L | Vertiv Geist Rack PDU, Monitored (Unit Level), EC, 0U, input IEC 60309 230/400V 3x16A, locking outlets (18)C13 (6)C19 | 1513 | EACH | K12
GI30106L | Vertiv Geist Rack PDU, Monitored (Unit Level), EC, 0U, input IEC 60309 230/400V 3x16A, locking outlets (36)C13 (6)C19 | 1445 | EACH | K12
GI30107L | Vertiv Geist Rack PDU, Monitored (Unit Level), EC, 2U, input IEC 60309 230/400V 3x16A, locking outlets (12)C13 (6)C19 | 1651 | EACH | K12
GI30108L | Vertiv Geist Rack PDU, Monitored (Unit Level), EC, 1U, input IEC 60309 230/400V 3x16A, locking outlets (6)C13 (3)C19 | 1072 | EACH | K12
GI39987 | Vertiv Geist Rack PDU, Monitored (Unit Level), EC, 0U, input IEC 60309 230V 32A, outlets (20)BS1363 | 1067 | EACH | K12
GI39988 | Vertiv Geist Rack PDU, Monitored (Unit Level), EC, 0U, input IEC 60309 230V 32A, outlets (20)SCHUKO | 1346 | EACH | K12
GI39989 | Vertiv Geist Rack PDU, Monitored (Unit Level), EC, 0U, input IEC 60309 230V 16A, outlets (20)BS1363 | 1071 | EACH | K12
GI39990 | Vertiv Geist Rack PDU, Monitored (Unit Level), EC, 0U, input IEC 60309 230V 16A, outlets (20)SCHUKO | 1322 | EACH | K12
UI30011L | Vertiv Geist Rack PDU, Monitored (Unit Level), EC, 0U, input IEC 60320 C20 power inlet 230V 16A, locking outlets (36)C13 (6)C19 | 1343 | EACH | K12
UI30027L | Vertiv Geist Rack PDU, Monitored (Unit Level), EC, 1U, input IEC 60320 C20 power inlet 230V 16A, locking outlets (10)C13 | 952 | EACH | K12
G2231 | Vertiv Geist Rack PDU, branch metered, 0U, input BS1363 230V 13A, outlets (24)C13 | 451 | EACH | K12
G2113 | Vertiv Geist Rack PDU, Monitored (Unit Level), 0U, input IEC 60309 230V 16A, outlets (12)BS1363 | 593 | EACH | K12
G2247 | Vertiv Geist Rack PDU, branch metered, 0U, input IEC 60309 230V 16A, outlets (20)C13 (4)C19 | 626 | EACH | K12
G1007 | Vertiv Geist Rack PDU, Monitored (Unit Level), 0U, input IEC 60309 230V 16A, outlets (24)C13 (6)C19 | 595 | EACH | K12
G2246 | Vertiv Geist Rack PDU, branch metered, 0U, input IEC 60309 230V 32A, outlets (12)C13 (4)C19 | 819 | EACH | K12
G2248 | Vertiv Geist Rack PDU, branch metered, 0U, input IEC 60309 230V 32A, outlets (20)C13 (4)C19 | 703 | EACH | K12
G1014 | Vertiv Geist Rack PDU, Monitored (Unit Level), 0U/1U, input IEC 60320 C20 power inlet 230V 16A, outlets (10)C13 | 438 | EACH | K12
G2229 | Vertiv Geist Rack PDU, branch metered, 1U, input BS1363 230V 13A, outlets (12)C13 | 354 | EACH | K12
G2232 | Vertiv Geist Rack PDU, branch metered, 1U, input IEC 60309 230V 16A, outlets (12)C13 | 557 | EACH | K12
G2243 | Vertiv Geist Rack PDU, branch metered, 1U, input IEC 60309 230V 16A, outlets (12)C13 (4)C19 | 538 | EACH | K12
G2241 | Vertiv Geist Rack PDU, branch metered, 1U, input IEC 60309 230V 16A, outlets (8)C13 (2)C19 | 541 | EACH | K12
G1035 | Vertiv Geist Rack PDU, Monitored (Unit Level), 1U, input IEC 60309 230V 32A, outlets (12)C13 | 703 | EACH | K12
G2235 | Vertiv Geist Rack PDU, branch metered, 1U, input IEC 60309 230V 32A, outlets (12)C13 | 649 | EACH | K12
G2223 | Vertiv Geist Rack PDU, branch metered, 1U, input IEC 60309 230V 32A, outlets (6)BS1363 | 479 | EACH | K12
G2242 | Vertiv Geist Rack PDU, branch metered, 1U, input IEC 60309 230V 32A, outlets (8)C13 (2)C19 | 674 | EACH | K12
G1013 | Vertiv Geist Rack PDU, Monitored (Unit Level), 1U, input IEC 60320 C20 power inlet 230V 16A, outlets (16)C13 | 499 | EACH | K12
G2244 | Vertiv Geist Rack PDU, branch metered, 2U, input IEC 60309 230V 32A, outlets (12)C13 (4)C19 | 672 | EACH | K12
G2236 | Vertiv Geist Rack PDU, branch metered, 2U, input IEC 60309 230V 32A, outlets (20)C13 | 725 | EACH | K12
GI30000L | Vertiv Geist Rack PDU, Monitored (Unit Level), EC, 0U, input IEC 60309 230V 32A, locking outlets (20)C13 (6)C19 | 1292 | EACH | K12
GI30146 | Vertiv Geist Rack PDU, Monitored (Unit Level), EC, 0U, input IEC 60309 230/400V 3x32A, combi outlets (36)C13 or C19 | 1824 | EACH | K12
VP43903 | Vertiv Geist Rack PDU, Monitored (Unit Level), EC, 0U, input IEC 60309 230V 32A, combi outlets (36)C13 or C19 | 1420 | EACH | K12
GI30149 | Vertiv Geist Rack PDU, Monitored (Unit Level), EC, 0U, input IEC 60309 230/400V 3x16A, combi outlets (36)C13 or C19 | 1347 | EACH | K12
GI30150 | Vertiv Geist Rack PDU, Monitored (Unit Level), EC, 0U, input IEC 60309 230V 16A, combi outlets (36)C13 or C19 | 1249 | EACH | K12
GI30059 | Vertiv Geist Rack PDU, Inline Monitored, EC, 1U, input IEC 60309 230V 32A, output – connector IEC 60309 2P+E, 230V 32A | 941 | EACH | K12
GI30060 | Vertiv Geist Rack PDU, Inline Monitored, EC, 1U, input IEC 60309 230/400V 3x32A, output – connector IEC 60309 3P+N+E, 230/400V 3x32A | 1123 | EACH | K12
GI10062L | Vertiv Geist Rack PDU, Metered (upgradeable), 0U, input IEC 60309 230/400V 3x16A, locking outlets (12)C13 (6)C19 | 1132 | EACH | K12
GI10063L | Vertiv Geist Rack PDU, Metered (upgradeable), 0U, input IEC 60309 230/400V 3x16A, locking outlets (24)C13 (6)C19 | 1080 | EACH | K12
GI10028L | Vertiv Geist Rack PDU, Metered (upgradeable), 0U, input IEC 60309 230/400V 3x16A, locking outlets (36)C13 (6)C19 | 1313 | EACH | K12
GI10066L | Vertiv Geist Rack PDU, Metered (upgradeable), 0U, input IEC 60309 230/400V 3x16A, locking outlets (36)C13 (6)C19 | 1129 | EACH | K12
GI10067L | Vertiv Geist Rack PDU, Metered (upgradeable), 0U, input IEC 60309 230/400V 3x16A, locking outlets (36)C13 (6)C19 | 1129 | EACH | K12
GI10064 | Vertiv Geist Rack PDU, Metered (upgradeable), 0U, input IEC 60309 230/400V 3x16A, outlets (36)C13 (6)C19 | 892 | EACH | K12
GI10065 | Vertiv Geist Rack PDU, Metered (upgradeable), 0U, input IEC 60309 230/400V 3x16A, outlets (48)C13 | 945 | EACH | K12
GI10034L | Vertiv Geist Rack PDU, Metered (upgradeable), 0U, input IEC 60309 230/400V 3x32A, locking outlets (12)C13 (12)C19 | 1470 | EACH | K12
GI10020L | Vertiv Geist Rack PDU, Metered (upgradeable), 0U, input IEC 60309 230/400V 3x32A, locking outlets (12)C19 | 1412 | EACH | K12
GI10024L | Vertiv Geist Rack PDU, Metered (upgradeable), 0U, input IEC 60309 230/400V 3x32A, locking outlets (24)C13 (6)C19 | 1549 | EACH | K12
GI10027L | Vertiv Geist Rack PDU, Metered (upgradeable), 0U, input IEC 60309 230/400V 3x32A, locking outlets (24)C13 (6)C19 | 1902 | EACH | K12
GI10058L | Vertiv Geist Rack PDU, Metered (upgradeable), 0U, input IEC 60309 230/400V 3x32A, locking outlets (24)C13 (6)C19 | 1549 | EACH | K12
GI10059L | Vertiv Geist Rack PDU, Metered (upgradeable), 0U, input IEC 60309 230/400V 3x32A, locking outlets (36)C13 (6)C19 | 1714 | EACH | K12
GI10032 | Vertiv Geist Rack PDU, Metered (upgradeable), 0U, input IEC 60309 230/400V 3x32A, outlets (36)C13 (6)C19 | 1211 | EACH | K12
GI10033 | Vertiv Geist Rack PDU, Metered (upgradeable), 0U, input IEC 60309 230/400V 3x32A, outlets (36)C13 (6)C19 | 1515 | EACH | K12
GI10036 | Vertiv Geist Rack PDU, Metered (upgradeable), 0U, input IEC 60309 230/400V 3x32A, outlets (48)C13 | 1335 | EACH | K12
GI10029L | Vertiv Geist Rack PDU, Metered (upgradeable), 0U, input IEC 60309 230V 16A, locking outlets (12)C13 (6)C19 | 804 | EACH | K12
GI10037L | Vertiv Geist Rack PDU, Metered (upgradeable), 0U, input IEC 60309 230V 16A, locking outlets (20)C13 (6)C19 | 1010 | EACH | K12
GI10041 | Vertiv Geist Rack PDU, Metered (upgradeable), 0U, input IEC 60309 230V 16A, outlets (20)BS1363 | 701 | EACH | K12
GI10042 | Vertiv Geist Rack PDU, Metered (upgradeable), 0U, input IEC 60309 230V 16A, outlets (20)SCHUKO | 878 | EACH | K12
GI10038L | Vertiv Geist Rack PDU, Metered (upgradeable), 0U, input IEC 60309 230V 32A, locking outlets (20)C13 (6)C19 | 1076 | EACH | K12
GI10022L | Vertiv Geist Rack PDU, Metered (upgradeable), 0U, input IEC 60309 230V 32A, locking outlets (30)C13 (6)C19 | 1153 | EACH | K12
GI10025L | Vertiv Geist Rack PDU, Metered (upgradeable), 0U, input IEC 60309 230V 32A, locking outlets (30)C13 (6)C19 | 1160 | EACH | K12
GI10039 | Vertiv Geist Rack PDU, Metered (upgradeable), 0U, input IEC 60309 230V 32A, outlets (20)BS1363 | 779 | EACH | K12
GI10040 | Vertiv Geist Rack PDU, Metered (upgradeable), 0U, input IEC 60309 230V 32A, outlets (20)SCHUKO | 1045 | EACH | K12
GI10035 | Vertiv Geist Rack PDU, Metered (upgradeable), 0U, input IEC 60309 230V 32A, outlets (30)C13 (6)C19 | 942 | EACH | K12
GI10030 | Vertiv Geist Rack PDU, Metered (upgradeable), 0U, input IEC 60309 230V 32A, outlets (36)C13 (6)C19 | 932 | EACH | K12
GI10031 | Vertiv Geist Rack PDU, Metered (upgradeable), 0U, input IEC 60309 230V 32A, outlets (36)C13 (6)C19 | 908 | EACH | K12
UI10007L | Vertiv Geist Rack PDU, Metered (upgradeable), 0U, input IEC 60320 C20 power inlet 230V 16A, locking outlets (36)C13 (6)C19 | 1113 | EACH | K12
GI10060L | Vertiv Geist Rack PDU, Metered (upgradeable), 1U, input IEC 60309 230/400V 3x16A, locking outlets (6)C13 (3)C19 | 866 | EACH | K12
GI10050L | Vertiv Geist Rack PDU, Metered (upgradeable), 1U, input IEC 60309 230/400V 3x32A, locking outlets (6)C19 | 1187 | EACH | K12
GI10049L | Vertiv Geist Rack PDU, Metered (upgradeable), 1U, input IEC 60309 230V 16A, locking outlets (10)C13 | 637 | EACH | K12
GI10052L | Vertiv Geist Rack PDU, Metered (upgradeable), 1U, input IEC 60309 230V 32A, locking outlets (10)C13 | 982 | EACH | K12
GI10053L | Vertiv Geist Rack PDU, Metered (upgradeable), 1U, input IEC 60309 230V 32A, locking outlets (4)C13 (4)C19 | 916 | EACH | K12
GI10054L | Vertiv Geist Rack PDU, Metered (upgradeable), 1U, input IEC 60309 230V 32A, locking outlets (4)C13 (4)C19 | 974 | EACH | K12
GI10051L | Vertiv Geist Rack PDU, Metered (upgradeable), 1U, input IEC 60309 230V 32A, locking outlets (10)C13 | 844 | EACH | K12
GI10061L | Vertiv Geist Rack PDU, Metered (upgradeable), 2U, input IEC 60309 230/400V 3x16A, locking outlets (12)C13 (6)C19 | 949 | EACH | K12
GI10021L | Vertiv Geist Rack PDU, Metered (upgradeable), 2U, input IEC 60309 230/400V 3x32A, locking outlets (12)C19 | 1362 | EACH | K12
GI10023L | Vertiv Geist Rack PDU, Metered (upgradeable), 2U, input IEC 60309 230V 32A, locking outlets (12)C13 (4)C19 | 1085 | EACH | K12
GI10026L | Vertiv Geist Rack PDU, Metered (upgradeable), 2U, input IEC 60309 230V 32A, locking outlets (12)C13 (4)C19 | 1318 | EACH | K12
GI10095 | Vertiv Geist Rack PDU, Metered (upgradeable), 0U, input IEC 60309 230V 32A, combi outlets (36)C13 or C19 | 1169 | EACH | K12
GI10096 | Vertiv Geist Rack PDU, Metered (upgradeable), 0U, input IEC 60309 230/400V 3x16A, combi outlets (36)C13 or C19 | 1129 | EACH | K12
GI10097 | Vertiv Geist Rack PDU, Metered (upgradeable), 0U, input IEC 60309 230V 16A, combi outlets (36)C13 or C19 | 945 | EACH | K12
GI10098 | Vertiv Geist Rack PDU, Metered (upgradeable), 0U, input IEC 60309 230/400V 3x32A, combi outlets (36)C13 or C19 | 1579 | EACH | K12
VP8853 | Vertiv Geist Rack PDU, Monitored (Unit Level), EC, 0U, input IEC 60309 230V 32A, outlets (36)C13 (6)C19 | 1107 | EACH | K12
VP8858 | Vertiv Geist Rack PDU, Monitored (Unit Level), EC, 0U, input IEC 60320 C20 power inlet 230V 16A, outlets (18)C13 (2)C19 | 956 | EACH | K12
VP8881 | Vertiv Geist Rack PDU, Monitored (Unit Level), EC, 0U, input IEC 60309 230/400V 3x16A, outlets (36)C13 (6)C19 | 1079 | EACH | K12
VP8886 | Vertiv Geist Rack PDU, Monitored (Unit Level), EC, 0U, input IEC 60309 230/400V 3x32A, outlets (30)C13 (12)C19 | 1523 | EACH | K12
TSMX2 | Vertiv Geist TSMX2 - Toolless Mounting Bracket | 35 | EACH | K12
GR30001L | Vertiv Geist Rack PDU, Monitored (Outlet Level), EC, 0U, input IEC 60309 230/400V 3x16A, locking outlets (21)C13 (3)C19 | 2474 | EACH | K12
GR30002L | Vertiv Geist Rack PDU, Monitored (Outlet Level), EC, 0U, input IEC 60309 230/400V 3x16A, locking outlets (36)C13 | 4129 | EACH | K12
GR30003L | Vertiv Geist Rack PDU, Monitored (Outlet Level), EC, 0U, input IEC 60309 230/400V 3x16A, locking outlets (24)C13 (12)C19 | 3260 | EACH | K12
GR30004L | Vertiv Geist Rack PDU, Monitored (Outlet Level), EC, 0U, input IEC 60309 230/400V 3x16A, locking outlets (30)C13 (6)C19 | 4138 | EACH | K12
GR30005L | Vertiv Geist Rack PDU, Monitored (Outlet Level), EC, 0U, input IEC 60309 230/400V 3x16A, locking outlets (36)C13 (12)C19 | 4960 | EACH | K12
GR30006L | Vertiv Geist Rack PDU, Monitored (Outlet Level), EC, 0U, input IEC 60309 230V 16A, locking outlets (24)C13 | 2423 | EACH | K12
GR30007L | Vertiv Geist Rack PDU, Monitored (Outlet Level), EC, 0U, input IEC 60309 230V 16A, locking outlets (21)C13 (3)C19 | 2469 | EACH | K12
GS30019L | Vertiv Geist Rack PDU, Switched (Unit Level), EC, 0U, input IEC 60309 230V 32A, locking outlets (30)C13 (6)C19 | 2967 | EACH | K12
GR30008L | Vertiv Geist Rack PDU, Monitored (Outlet Level), EC, 0U, input IEC 60309 230V 16A, locking outlets (18)C13 (6)C19 | 2395 | EACH | K12
US30003L | Vertiv Geist Rack PDU, Switched (Unit Level), EC, 0U, input IEC 60320 C20 power inlet 230V 16A, locking outlets (18)C13 (6)C19 | 2479 | EACH | K12
GR30009L | Vertiv Geist Rack PDU, Monitored (Outlet Level), EC, 0U, input IEC 60309 230V 16A, locking outlets (10)C13 (2)C19 | 1681 | EACH | K12
GR30010L | Vertiv Geist Rack PDU, Monitored (Outlet Level), EC, 0U, input IEC 60309 230/400V 3x32A, locking outlets (30)C13 (6)C19 | 3625 | EACH | K12
GR30012L | Vertiv Geist Rack PDU, Monitored (Outlet Level), EC, 0U, input IEC 60309 230/400V 3x32A, locking outlets (24)C13 (12)C19 | 3628 | EACH | K12
GR30014L | Vertiv Geist Rack PDU, Monitored (Outlet Level), EC, 0U, input IEC 60309 230/400V 3x32A, locking outlets (12)C13 (12)C19 | 2782 | EACH | K12
GS30013L | Vertiv Geist Rack PDU, Switched (Unit Level), EC, 0U, input IEC 60309 230/400V 3x32A, locking outlets (24)C13 (12)C19 | 3942 | EACH | K12
GR30015L | Vertiv Geist Rack PDU, Monitored (Outlet Level), EC, 0U, input IEC 60309 230/400V 3x32A, locking outlets (42)C13 (6)C19 | 4194 | EACH | K12
GS30011L | Vertiv Geist Rack PDU, Switched (Unit Level), EC, 0U, input IEC 60309 230/400V 3x32A, locking outlets (30)C13 (6)C19 | 3897 | EACH | K12
GR30016L | Vertiv Geist Rack PDU, Monitored (Outlet Level), EC, 0U, input IEC 60309 230V 32A, locking outlets (24)C13 | 2632 | EACH | K12
GR30017L | Vertiv Geist Rack PDU, Monitored (Outlet Level), EC, 0U, input IEC 60309 230V 32A, locking outlets (20)C13 (4)C19 | 2523 | EACH | K12
GR30018L | Vertiv Geist Rack PDU, Monitored (Outlet Level), EC, 0U, input IEC 60309 230V 32A, locking outlets (18)C13 (6)C19 | 2508 | EACH | K12
GR30019L | Vertiv Geist Rack PDU, Monitored (Outlet Level), EC, 0U, input IEC 60309 230V 32A, locking outlets (30)C13 (6)C19 | 3306 | EACH | K12
UR30200 | Vertiv Geist Rack PDU, Monitored (Outlet Level), EC, 1U, input IEC 60320 C20 power inlet 230V 16A, combi outlets (12)C13 or C19 | 1863 | EACH | K12
GS30001L | Vertiv Geist Rack PDU, Switched (Unit Level), EC, 0U, input IEC 60309 230/400V 3x16A, locking outlets (21)C13 (3)C19 | 2448 | EACH | K12
VP8953 | Vertiv Geist Rack PDU, Switched (Unit Level), EC, 0U, input IEC 60309 230V 32A, locking outlets (20)C13 (4)C19 | 2500 | EACH | K12
VP8959EU3 | Vertiv Geist Rack PDU, Switched (Unit Level), EC, 0U, input IEC 60320 C20 power inlet 230V 16A, locking outlets (21)C13 (3)C19 | 2267 | EACH | K12
GS30002L | Vertiv Geist Rack PDU, Switched (Unit Level), EC, 0U, input IEC 60309 230/400V 3x16A, locking outlets (36)C13 | 3194 | EACH | K12
GS30003L | Vertiv Geist Rack PDU, Switched (Unit Level), EC, 0U, input IEC 60309 230/400V 3x16A, locking outlets (24)C13 (12)C19 | 3152 | EACH | K12
GS30004L | Vertiv Geist Rack PDU, Switched (Unit Level), EC, 0U, input IEC 60309 230/400V 3x16A, locking outlets (30)C13 (6)C19 | 3235 | EACH | K12
GS30005L | Vertiv Geist Rack PDU, Switched (Unit Level), EC, 0U, input IEC 60309 230/400V 3x16A, locking outlets (36)C13 (12)C19 | 3804 | EACH | K12
GS30006L | Vertiv Geist Rack PDU, Switched (Unit Level), EC, 0U, input IEC 60309 230V 16A, locking outlets (24)C13 | 2387 | EACH | K12
GS30007L | Vertiv Geist Rack PDU, Switched (Unit Level), EC, 0U, input IEC 60309 230V 16A, locking outlets (21)C13 (3)C19 | 2370 | EACH | K12
GS30008L | Vertiv Geist Rack PDU, Switched (Unit Level), EC, 0U, input IEC 60309 230V 16A, locking outlets (18)C13 (6)C19 | 2394 | EACH | K12
GS30009L | Vertiv Geist Rack PDU, Switched (Unit Level), EC, 0U, input IEC 60309 230V 16A, locking outlets (10)C13 (2)C19 | 1680 | EACH | K12
GS30010L | Vertiv Geist Rack PDU, Switched (Unit Level), EC, 0U, input IEC 60309 230/400V 3x32A, locking outlets (30)C13 (6)C19 | 3529 | EACH | K12
GS30012L | Vertiv Geist Rack PDU, Switched (Unit Level), EC, 0U, input IEC 60309 230/400V 3x32A, locking outlets (24)C13 (12)C19 | 3529 | EACH | K12
GS30014L | Vertiv Geist Rack PDU, Switched (Unit Level), EC, 0U, input IEC 60309 230/400V 3x32A, locking outlets (12)C13 (12)C19 | 2788 | EACH | K12
GS30015L | Vertiv Geist Rack PDU, Switched (Unit Level), EC, 0U, input IEC 60309 230/400V 3x32A, locking outlets (42)C13 (6)C19 | 4193 | EACH | K12
GS30016L | Vertiv Geist Rack PDU, Switched (Unit Level), EC, 0U, input IEC 60309 230V 32A, locking outlets (24)C13 | 2492 | EACH | K12
GS30018L | Vertiv Geist Rack PDU, Switched (Unit Level), EC, 0U, input IEC 60309 230V 32A, locking outlets (18)C13 (6)C19 | 2492 | EACH | K12
GS30028L | Vertiv Geist Rack PDU, Switched (Unit Level Monitoring), EC, 0U, input IEC 60309 230V 16A, locking outlets (18)C13 (6)C19 | 2351 | EACH | K12
VP52101 | Vertiv Geist Rack PDU, Switched (Unit Level), EC, 1U, input IEC 60320 C20 power inlet 230V 16A, combi outlets (12)C13 or C19 | 1676 | EACH | K12
VP59100 | Vertiv Geist Rack PDU, Switched (Unit Level), EC, 1U, input IEC 60309 230V 32A, combi outlets (12)C13 or C19 | 1841 | EACH | K12
GS30200 | Vertiv Geist Rack PDU, Switched (Unit Level), EC, 1U, input IEC 60309 230/400V 3x16A, combi outlets (12)C13 or C19 | 1760 | EACH | K12
GS30203 | Vertiv Geist Rack PDU, Switched (Unit Level), EC, 1U, input IEC 60309 230/400V 3x32A, combi outlets (12)C13 or C19 | 2176 | EACH | K12
GR30013L | Vertiv Geist Rack PDU, Monitored (Outlet Level), EC, 0U, input IEC 60309 230/400V 3x32A, locking outlets (24)C13 (12)C19 | 4351 | EACH | K12
GU30001L | Vertiv Geist Rack PDU, Switched (Outlet Level), EC, 0U, input IEC 60309 230/400V 3x16A, locking outlets (21)C13 (3)C19 | 2446 | EACH | K12
GR30011L | Vertiv Geist Rack PDU, Monitored (Outlet Level), EC, 0U, input IEC 60309 230/400V 3x32A, locking outlets (30)C13 (6)C19 | 4351 | EACH | K12
GU30002L | Vertiv Geist Rack PDU, Switched (Outlet Level), EC, 0U, input IEC 60309 230/400V 3x16A, locking outlets (36)C13 | 3202 | EACH | K12
GU30003L | Vertiv Geist Rack PDU, Switched (Outlet Level), EC, 0U, input IEC 60309 230/400V 3x16A, locking outlets (24)C13 (12)C19 | 3152 | EACH | K12
GU30004L | Vertiv Geist Rack PDU, Switched (Outlet Level), EC, 0U, input IEC 60309 230/400V 3x16A, locking outlets (30)C13 (6)C19 | 3146 | EACH | K12
GU30006L | Vertiv Geist Rack PDU, Switched (Outlet Level), EC, 0U, input IEC 60309 230V 16A, locking outlets (24)C13 | 2387 | EACH | K12
GU30007L | Vertiv Geist Rack PDU, Switched (Outlet Level), EC, 0U, input IEC 60309 230V 16A, locking outlets (21)C13 (3)C19 | 2419 | EACH | K12
GU30008L | Vertiv Geist Rack PDU, Switched (Outlet Level), EC, 0U, input IEC 60309 230V 16A, locking outlets (18)C13 (6)C19 | 2417 | EACH | K12
GU30200 | Vertiv Geist Rack PDU, Switched (Outlet Level), EC, 1U, input IEC 60309 230/400V 3x16A, combi outlets (12)C13 or C19 | 1895 | EACH | K12
GU30202 | Vertiv Geist Rack PDU, Switched (Outlet Level), EC, 1U, input IEC 60309 230V 32A, combi outlets (12)C13 or C19 | 1855 | EACH | K12
GU30203 | Vertiv Geist Rack PDU, Switched (Outlet Level), EC, 1U, input IEC 60309 230/400V 3x32A, combi outlets (12)C13 or C19 | 2175 | EACH | K12
UU30200 | Vertiv Geist Rack PDU, Switched (Outlet Level), EC, 1U, input IEC 60320 C20 power inlet 230V 16A, combi outlets (12)C13 or C19 | 1652 | EACH | K12
GR30200 | Vertiv Geist Rack PDU, Monitored (Outlet Level), EC, 1U, input IEC 60309 230/400V 3x16A, combi outlets (12)C13 or C19 | 1747 | EACH | K12
GR30020L | Vertiv Geist Rack PDU, Monitored (Outlet Level), EC, 1U, input IEC 60309 230/400V 3x32A, locking outlets (9)C13 (9)C19 | 2577 | EACH | K12
GR30202 | Vertiv Geist Rack PDU, Monitored (Outlet Level), EC, 1U, input IEC 60309 230V 32A, combi outlets (12)C13 or C19 | 1848 | EACH | K12
GR30203 | Vertiv Geist Rack PDU, Monitored (Outlet Level), EC, 1U, input IEC 60309 230/400V 3x32A, combi outlets (12)C13 or C19 | 2204 | EACH | K12
GU30009L | Vertiv Geist Rack PDU, Switched (Outlet Level), EC, 0U, input IEC 60309 230V 16A, locking outlets (10)C13 (2)C19 | 1680 | EACH | K12
GU30012L | Vertiv Geist Rack PDU, Switched (Outlet Level), EC, 0U, input IEC 60309 230/400V 3x32A, locking outlets (24)C13 (12)C19 | 3624 | EACH | K12
GU30005L | Vertiv Geist Rack PDU, Switched (Outlet Level), EC, 0U, input IEC 60309 230/400V 3x16A, locking outlets (36)C13 (12)C19 | 3911 | EACH | K12
GU30016L | Vertiv Geist Rack PDU, Switched (Outlet Level), EC, 0U, input IEC 60309 230V 32A, locking outlets (24)C13 | 2568 | EACH | K12
GU30017L | Vertiv Geist Rack PDU, Switched (Outlet Level), EC, 0U, input IEC 60309 230V 32A, locking outlets (20)C13 (4)C19 | 2525 | EACH | K12
GU30010L | Vertiv Geist Rack PDU, Switched (Outlet Level), EC, 0U, input IEC 60309 230/400V 3x32A, locking outlets (30)C13 (6)C19 | 3661 | EACH | K12
GU30018L | Vertiv Geist Rack PDU, Switched (Outlet Level), EC, 0U, input IEC 60309 230V 32A, locking outlets (18)C13 (6)C19 | 2561 | EACH | K12
GU30014L | Vertiv Geist Rack PDU, Switched (Outlet Level), EC, 0U, input IEC 60309 230/400V 3x32A, locking outlets (12)C13 (12)C19 | 2834 | EACH | K12
GU30015L | Vertiv Geist Rack PDU, Switched (Outlet Level), EC, 0U, input IEC 60309 230/400V 3x32A, locking outlets (42)C13 (6)C19 | 4357 | EACH | K12
GU30019L | Vertiv Geist Rack PDU, Switched (Outlet Level), EC, 0U, input IEC 60309 230V 32A, locking outlets (30)C13 (6)C19 | 3277 | EACH | K12
UR30001L | Vertiv Geist Rack PDU, Monitored (Outlet Level), EC, 0U, input IEC 60320 C20 power inlet 230V 16A, locking outlets (24)C13 | 2463 | EACH | K12
UU30001L | Vertiv Geist Rack PDU, Switched (Outlet Level), EC, 0U, input IEC 60320 C20 power inlet 230V 16A, locking outlets (24)C13 | 2341 | EACH | K12
UR30002L | Vertiv Geist Rack PDU, Monitored (Outlet Level), EC, 0U, input IEC 60320 C20 power inlet 230V 16A, locking outlets (21)C13 (3)C19 | 2396 | EACH | K12
UR30003L | Vertiv Geist Rack PDU, Monitored (Outlet Level), EC, 0U, input IEC 60320 C20 power inlet 230V 16A, locking outlets (18)C13 (6)C19 | 2477 | EACH | K12
UR30004L | Vertiv Geist Rack PDU, Monitored (Outlet Level), EC, 0U, input IEC 60320 C20 power inlet 230V 16A, locking outlets (10)C13 (2)C19 | 1929 | EACH | K12
GU30013L | Vertiv Geist Rack PDU, Switched (Outlet Level), EC, 0U, input IEC 60309 230/400V 3x32A, locking outlets (24)C13 (12)C19 | 4300 | EACH | K12
GU30011L | Vertiv Geist Rack PDU, Switched (Outlet Level), EC, 0U, input IEC 60309 230/400V 3x32A, locking outlets (30)C13 (6)C19 | 4304 | EACH | K12
US30001L | Vertiv Geist Rack PDU, Switched (Unit Level), EC, 0U, input IEC 60320 C20 power inlet 230V 16A, locking outlets (24)C13 | 2380 | EACH | K12
US30002L | Vertiv Geist Rack PDU, Switched (Unit Level), EC, 0U, input IEC 60320 C20 power inlet 230V 16A, locking outlets (21)C13 (3)C19 | 2470 | EACH | K12
US30004L | Vertiv Geist Rack PDU, Switched (Unit Level), EC, 0U, input IEC 60320 C20 power inlet 230V 16A, locking outlets (10)C13 (2)C19 | 1624 | EACH | K12
UU30002L | Vertiv Geist Rack PDU, Switched (Outlet Level), EC, 0U, input IEC 60320 C20 power inlet 230V 16A, locking outlets (21)C13 (3)C19 | 2318 | EACH | K12
UU30003L | Vertiv Geist Rack PDU, Switched (Outlet Level), EC, 0U, input IEC 60320 C20 power inlet 230V 16A, locking outlets (18)C13 (6)C19 | 2395 | EACH | K12
UU30004L | Vertiv Geist Rack PDU, Switched (Outlet Level), EC, 0U, input IEC 60320 C20 power inlet 230V 16A, locking outlets (10)C13 (2)C19 | 1593 | EACH | K12
IMD-01DV | Vertiv Geist IMD-01DV, 0U rPDU Interchangeable Monitoring Device Upgrade, Local Input Power monitoring | 123 | EACH | K12
IMD-03E-SH | Vertiv Geist IMD-03E-SH, 1U rPDU Interchangeable Monitoring Device Upgrade. Local/Remote/Environmental/Input Power Monitoring | 378 | EACH | K12
IMD-03E-SV | Vertiv Geist IMD-03E-SV, 0U rPDU Interchangeable Monitoring Device Upgrade. Local/Remote/Environmental/Input Power Monitoring | 379 | EACH | K12
IMD-01DH | Vertov Geist IMD-01DH, 1U rPDU Interchangeable Monitoring Device Upgrade, Local Input Power monitoring | 123 | EACH | K12
RTAFHD3-12 | Vertiv Geist remote environmental sensor, Temperature/Airflow/Humidity/Dew Point, length - 3,6m | 236 | EACH | K13
RTAFHD3-20 | Vertiv Geist remote environmental sensor, Temperature/Airflow/Humidity/Dew Point, length - 6m | 255 | EACH | K13
RTAFHD3-50 | Vertiv Geist remote environmental sensor, Temperature/Airflow/Humidity/Dew Point, length - 15m | 272 | EACH | K13
RTAFHD3-100 | Vertiv Geist remote environmental sensor, Temperature/Airflow/Humidity/Dew Point, length - 30m | 292 | EACH | K13
WSCK-120-NPS | Vertiv Geist Water Sensing Cable Kit (analog), length - 36,5m | 3450 | EACH | K13
WSCK-60-NPS | Vertiv Geist Water Sensing Cable Kit (analog), length - 18m | 2300 | EACH | K13
WSCK-40-NPS | Vertiv Geist Water Sensing Cable Kit (analog), length - 12m | 1840 | EACH | K13
WSCK-10-NPS | Vertiv Geist Water Sensing Cable Kit (analog), length - 3m | 1380 | EACH | K13
SRT-100 | Vertiv Geist remote environmental sensor, Temperature, length - 30m | 182 | EACH | K13
SRT-12 | Vertiv Geist remote environmental sensor, Temperature, length - 3,6m | 124 | EACH | K13
SRT-20 | Vertiv Geist remote environmental sensor, Temperature, length - 6m | 147 | EACH | K13
SRT-50 | Vertiv Geist remote environmental sensor, Temperature, length - 15m | 168 | EACH | K13
A2D-10 | Vertiv Geist Analog to Digital Converter, length - 3m | 122 | EACH | K13
FS-15 | Vertiv Geist Flood Sensor (analog), length 15 ft | 198 | EACH | K13
RDPS | Vertiv Geist Dry Contact Sensor (analog), length 30 ft | 69 | EACH | K13
PFS-100 UN | Vertiv Geist Power Failure Sensor (analog), universal plug kit | 141 | EACH | K13
GTHD | Vertiv Geist remote environmental sensor, Temperature/Humidity/Dew Point, length 10 ft | 185 | EACH | K13
GT3HD | Vertiv Geist remote environmental sensor, Temperature/Humidity/Dew Point + 2 additional Temperature probes, length 10 ft | 445 | EACH | K13
SP-5 | Vertiv Geist 5-port splitter for digital remote sensors | 28 | EACH | K13
SN-2D | SENSOR MODULAR 2-DOOR | 105 | EACH | K13
SN-3C | SENSOR MODULAR DRY CONTACT | 151 | EACH | K13
SN-T | SENSOR MODULAR TEMPERATURE | 150 | EACH | K13
SN-TH | SENSOR MODULAR TEMP/HUMIDITY | 224 | EACH | K13
SN-Z01 | SENSOR NETWORK 1TEMP PROBE 12'CABLE ROHS | 150 | EACH | K13
SN-Z02 | SENSOR NETWORK 3TEMP ROHS | 389 | EACH | K13
SN-Z03 | SN Sensor 3 Temp & 1 Hum Probes | 532 | EACH | K13
18381 | Vertiv Geist SN Adapter | 56 | EACH | K13
039102129001 | C20 SECURE SLEEVE SET 20 pcs | 59 | SET | K13
039102139001 | C14 SECURE SLEEVE SET 50 pcs | 110 | SET | K13
U1071L | Vertiv Geist Rack PDU, Basic, 2U, UPDU rating 3ph¦32A¦230/415V, locking outlets (12)C13 (6)C19 | 1205 | EACH | K11
U1072L | Vertiv Geist Rack UPDU, Basic (Standard), 0U, UPDU rating 3ph¦16A¦230/415V, locking IEC60320 output (24)C13 (12)C19 | 1426 | EACH | K12
U1073L | Vertiv Geist Rack UPDU, Basic (Standard), 0U, UPDU rating 3ph¦32A¦230/415V, locking IEC60320 output (24)C13 (6)C19 | 1564 | EACH | K12
U1075 | Vertiv Geist Rack PDU, Basic, 0U, UPDU rating 3ph¦16A¦230/415V, combi outlets (42)C13 or C19 | 1343 | EACH | K11
U1076 | Vertiv Geist Rack PDU, Basic, 1U, UPDU rating 3ph¦16A¦230/415V, combi outlets (12)C13 or C19 | 922 | EACH | K11
U1077 | Vertiv Geist Rack PDU, Basic, 2U, UPDU rating 3ph¦32A¦230/415V, combi outlets (24)C13 or C19 | 1295 | EACH | K11
U1078 | Vertiv Geist Rack PDU, Basic, 0U, UPDU rating 3ph¦32A¦230/415V, combi outlets (24)C13 or C19 | 1504 | EACH | K11
U1079 | Vertiv Geist Rack PDU, Basic, 0U, UPDU rating 3ph¦32A¦230/415V, combi outlets (48)C13 or C19 | 1795 | EACH | K11
UI10022L | Vertiv Geist Rack UPDU, Basic (Upgradeable), 2U, UPDU rating 3ph¦32A¦230/415V, locking IEC60320 output (12)C13 (6)C19 | 1439 | EACH | K12
UI10023L | Vertiv Geist Rack PDU, Basic, 0U, UPDU rating 3ph¦16A¦230/415V, locking outlets (24)C13 (12)C19 | 1701 | EACH | K12
UI10024L | Vertiv Geist Rack UPDU, Basic (Upgradeable), 0U, UPDU rating 3ph¦32A¦230/415V, locking IEC60320 output (24)C13 (6)C19 | 1739 | EACH | K12
UI10025 | Vertiv Geist Rack PDU, Basic (upgradeable), 0U, UPDU rating 3ph¦16A¦230/415V, combi outlets (42)C13 or C19 | 1447 | EACH | K11
UI10026 | Vertiv Geist Rack PDU, Basic (upgradeable), 1U, UPDU rating 3ph¦16A¦230/415V, combi outlets (12)C13 or C19 | 1076 | EACH | K11
UI10027 | Vertiv Geist Rack PDU, Basic (upgradeable), 2U, UPDU rating 3ph¦32A¦230/415V, combi outlets (24)C13 or C19 | 1556 | EACH | K11
UI10028 | Vertiv Geist Rack PDU, Basic (upgradeable), 0U, UPDU rating 3ph¦32A¦230/415V, combi outlets (24)C13 or C19 | 1661 | EACH | K11
UI10029 | Vertiv Geist Rack PDU, Basic (upgradeable), 0U, UPDU rating 3ph¦32A¦230/415V, combi outlets (48)C13 or C19 | 1942 | EACH | K11
UI30005L | Vertiv Geist Rack UPDU, Monitored (Unit Level), 2U, UPDU rating 3ph¦32A¦230/415V, locking IEC60320 output (12)C13 (6)C19 | 1953 | EACH | K12
UI30006L | Vertiv Geist Rack PDU, Monitored (Unit Level), 0U, UPDU rating 3ph¦16A¦230/415V, locking outlets (24)C13 (12)C19 | 1863 | EACH | K12
UI30007L | Vertiv Geist Rack PDU, Monitored (Unit Level), 0U, UPDU rating 3ph¦32A¦230/415V, locking outlets (24)C13 (6)C19 | 2034 | EACH | K12
UI30023 | Vertiv Geist Rack PDU, Monitored (Unit Level), EC, 0U, UPDU rating 3ph¦16A¦230/415V, combi outlets (42)C13 or C19 | 1918 | EACH | K12
UI30024 | Vertiv Geist Rack PDU, Monitored (Unit Level), EC, 1U, UPDU rating 3ph¦16A¦230/415V, combi outlets (12)C13 or C19 | 1395 | EACH | K12
UI30025 | Vertiv Geist Rack PDU, Monitored (Unit Level), EC, 2U, UPDU rating 3ph¦32A¦230/415V, combi outlets (24)C13 or C19 | 1798 | EACH | K12
UI30026 | Vertiv Geist Rack PDU, Monitored (Unit Level), EC, 0U, UPDU rating 3ph¦32A¦230/415V, combi outlets (24)C13 or C19 | 1958 | EACH | K12
UI30028 | Vertiv Geist Rack PDU, Monitored (Unit Level), EC, 0U, UPDU rating 3ph¦32A¦230/415V, combi outlets (48)C13 or C19 | 2356 | EACH | K12
UR30006L | Vertiv Geist Rack UPDU, Monitored (Outlet Level), 0U, UPDU rating 3ph¦16A¦230/415V, locking IEC60320 output (30)C13 (6)C19 | 4362 | EACH | K12
UR30007L | Vertiv Geist Rack UPDU, Monitored (Outlet Level), 0U, UPDU rating 3ph¦32A¦230/415V, locking IEC60320 output (18)C13 (12)C19 | 3559 | EACH | K12
US30014L | Vertiv Geist Rack UPDU, Switched (Unit Level), 0U, UPDU rating 3ph¦16A¦230/415V, locking IEC60320 output (30)C13 (6)C19 | 3551 | EACH | K12
US30015L | Vertiv Geist Rack UPDU, Switched (Unit Level), 0U, UPDU rating 3ph¦32A¦230/415V, locking IEC60320 output (18)C13 (12)C19 | 3841 | EACH | K12
UU30009L | Vertiv Geist Rack PDU, Switched (Outlet Level), 0U, UPDU rating 3ph¦16A¦230/415V, locking outlets (30)C13 (6)C19 | 3544 | EACH | K12
UU30010L | Vertiv Geist Rack PDU, Switched (Outlet Level), 0U, UPDU rating 3ph¦32A¦230/415V, locking outlets (18)C13 (12)C19 | 3507 | EACH | K12
FSC3N001 | Vertiv Geist Rack PDU, Facility Side Cable, 230/400V, 20A, 11.0kW, 3m power cord with NEMA L22-20P and Universal Connector | 309 | EACH | K12
FSC3N002 | Vertiv Geist Rack PDU, Facility Side Cable, 208V DELTA, 30A, 8.6kW, 3m power cord with NEMA L15-30P and Universal Connector | 261 | EACH | K12
FSC3N003 | Vertiv Geist Rack PDU, Facility Side Cable, 120/208V, 30A, 8.6kW, 3m power cord with NEMA L21-30P and Universal Connector | 261 | EACH | K12
FSC3N004 | Vertiv Geist Rack PDU, Facility Side Cable, 230/400V, 30A, 16.6kW, 3m power cord with NEMA L22-30P and Universal Connector | 299 | EACH | K12
FSC3N005 | Vertiv Geist Rack PDU, Facility Side Cable, 208V DELTA, 50A, 14.4kW, 3m power cord with 3P+E CA and Universal Connector | 404 | EACH | K12
FSC3N006 | Vertiv Geist Rack PDU, Facility Side Cable, 208V DELTA, 60A, 17.2kW, 3m power cord with IEC60309 and Universal Connector | 586 | EACH | K12
FSC1N001 | Vertiv Geist Rack PDU, Facility Side Cable, 208V, 30A, 4.9kW, 3m power cord with NEMA L6-30P and Universal Connector | 235 | EACH | K12
FSC1U001 | Vertiv Geist FSC, 1ph/7.3kW, 32A, 230V | 301 | EACH | K12
FSC3U001 | Vertiv Geist FSC, 3ph/11kW, 16A, 230/400V | 482 | EACH | K12
FSC3U002 | Vertiv Geist FSC, 3ph/22kW, 32A, 230/400V | 411 | EACH | K12
VA7U2100 | Vertiv Geist RTS, Switched (Outlet Level), 1U, input (2) IEC60320 C20 power inlet 100-240V 16A or 20A, combi outlets (6)C13 or C19 | 2337 | EACH | K12
VA4U2100 | Vertiv Geist RTS, Monitored (Unit Level), 1U, input (2) IEC60320 C20 power inlet 100-240V 16A or 20A, combi outlets (12)C13 or C19 | 2036 | EACH | K12
VA7G9201 | Vertiv Geist RTS, Switched (Outlet Level), 2U, input (2) IEC60309 230V 32A, combi outlets (12)C13 or C19 | 2774 | EACH | K12
VA4G9100 | Vertiv Geist RTS, Monitored (Unit Level), 1U, input (2) IEC60309 230V 32A, combi outlets (12)C13 or C19 | 2182 | EACH | K12
VA6G9200 | Vertiv Geist RTS, Monitored (Outlet Level), 2U, input (2) IEC60309 230V 32A, combi outputs (12)C13 or C19 | 2737 | EACH | K12
VA5U2100 | Vertiv Geist RTS, Switched (Unit Level), 1U, input (2) IEC60320 C20 power inlet 100-240V 16A or 20A, combi outputs (6)C13 or C19 | 2291 | EACH | K12
VA6U2100 | Vertiv Geist RTS, Monitored (Outlet Level), 1U, input (2) IEC60320 C20 power inlet 100-240V 16A or 20A, combi outputs (6)C13 or C19 | 2291 | EACH | K12
VA5G8100 | Vertiv Geist RTS, Switched (Unit Level), 1U, input (2) IEC60309 230V 16A, combi outputs (6)C13 or C19 | 2333 | EACH | K12
VA5U1100 | Vertiv Geist RTS, Switched (Unit Level), 1U, input (2) IEC60320 C14 power inlet 100-240V 10A or 15A, locking outputs (6)C13 | 2337 | EACH | K12
VA4G9200 | Vertiv Geist RTS, Monitored (Unit Level), 2U, input (2) IEC60309 230V 32A, combi outputs (24)C13 or C19 | 2301 | EACH | K12
VA4U9101 | Vertiv Geist RTS, Monitored (Unit Level), 1U, input (2) IEC60309 200-240V 30A or 32A, (1) IEC 2P+E IP44 | 2367 | EACH | K12
VA5G9200 | Vertiv Geist RTS, Switched (Unit Level), 2U, input (2) IEC60309 230V 32A, combi outputs (12)C13 or C19 | 2737 | EACH | K12
VA6G8100 | Vertiv Geist RTS, Monitored (Outlet Level), 1U, input (2) IEC60309 230V 16A, combi outputs (6)C13 or C19 | 2312 | EACH | K12
VA7G8100 | Vertiv Geist RTS, Switched (Outlet Level), 1U,input (2) IEC60309 230V 16A, combi outputs (6)C13 or C19 | 2368 | EACH | K12
VA6U1100 | Vertiv Geist RTS, Monitored (Outlet Level), 1U, input (2) IEC60320 C14 power inlet 100-240V 10A or 15A, locking outputs (6)C13 | 2317 | EACH | K12
VA7U1100 | Vertiv Geist RTS, Switched (Outlet Level), 1U, input (2) IEC60320 C14 power inlet 100-240V 10A or 15A, locking outputs (6)C13 | 2373 | EACH | K12
VA1G8100 | Vertiv Geist RTS, Basic (Upgradeable), 1U, input (2) IEC60309 230V 16A, combi outputs (12)C13 or C19 | 1790 | EACH | K11
VA1U1100 | Vertiv Geist RTS, Basic (Upgradeable), 1U,input (2) IEC60320 C14 power inlet 100-240V 10A or 15A, locking outputs (10)C13 | 1726 | EACH | K11
VP6G8005 | Vertiv Geist rack PDU, Monitored (Outlet Level), EC, 0U, input IEC 60309, 16A, 230/400V, Combi Outlets (24)C13/C19 | 2450 | EACH | K12
VP7G8005 | Vertiv Geist rack PDU, Switched (Outlet Level), EC, 0U, input IEC 60309, 16A, 230/400V, Combi Outlets (24)C13/C19 | 2450 | EACH | K12
VP5G8005 | Vertiv Geist rack PDU, Switched (Unit Level), EC, 0U, input IEC 60309, 16A, 230/400V, Combi Outlets (24)C13/C19 | 2444 | EACH | K12
VP6G8004 | Vertiv Geist rack PDU, Monitored (Outlet Level), EC, 0U, 16A, 230V, input IEC 60309, Combi Outlets (24)C13/C19 | 2403 | EACH | K12
VP7G8004 | Vertiv Geist rack PDU, Switched (Outlet Level), EC, 0U, 16A, 230V, input IEC 60309, Combi Outlets (24)C13/C19 | 2390 | EACH | K12
VP5G8004 | Vertiv Geist rack PDU, Switched (Unit Level), EC, 0U, 16A, 230V, input IEC 60309, Combi Outlets (24)C13/C19 | 2333 | EACH | K12
VP6G9007 | Vertiv Geist rack PDU, Monitored (Outlet Level) EC, 0U, 32A, 230/400V, input IEC 60309, Combi Outlets (48)C13/C19 | 4205 | EACH | K12
VP7G9007 | Vertiv Geist rack PDU, Switched (Outlet Level), EC, 0U, 32A, 230/400V, input IEC 60309, , Combi Outlets (48)C13/C19 | 4205 | EACH | K12
VP5G9007 | Vertiv Geist rack PDU, Switched (Unit Level), EC, 0U, 32A, 230/400V, input IEC 60309, Combi Outlets (48)C13/C19 | 4186 | EACH | K12
VP6G9006 | Vertiv Geist rack PDU, Monitored (Outlet Level) EC, 0U, 32A, 230/400V, input IEC 60309, Combi Outlets (36)C13/C19 | 3419 | EACH | K12
VP7G9006 | Vertiv Geist rack PDU, Switched (Outlet Level), EC, 0U, 32A, 230/400V, input IEC 60309, Combi Outlets (36)C13/C19 | 3438 | EACH | K12
VP5G9006 | Vertiv Geist rack PDU, Switched (Unit Level), EC, 0U, 32A, 230/400V, input IEC 60309, Combi Outlets (36)C13/C19 | 3411 | EACH | K12
VP6G9004 | Vertiv Geist rack PDU, Monitored (Outlet Level) EC, 0U, 32A, 230V, input IEC 60309, Combi Outlets (24)C13/C19 | 2500 | EACH | K12
VP7G9004 | Vertiv Geist rack PDU, Switched (Outlet Level), EC, 0U, 32A, 230V, input IEC 60309, Combi Outlets (24)C13/C19 | 2508 | EACH | K12
VP5G9004 | Vertiv Geist rack PDU, Switched (Unit Level), EC, 0U, 32A, 230V, input IEC 60309, Combi Outlets (24)C13/C19 | 2486 | EACH | K12
VP6G9005 | Vertiv Geist rack PDU, Monitored (Outlet Level) EC, 0U, 32A, 230V, input IEC 60309, Combi Outlets (36)C13/C19 | 3225 | EACH | K12
VP7G9005 | Vertiv Geist rack PDU, Switched (Outlet Level), EC, 0U, 32A, 230V, input IEC 60309, Combi Outlets (36)C13/C19 | 3225 | EACH | K12
VP5G9005 | Vertiv Geist rack PDU, Switched (Unit Level), EC, 0U, 32A, 230V, input IEC 60309, Combi Outlets (36)C13/C19 | 3171 | EACH | K12
VP6UU002 | Vertiv Geist rack PDU, Monitored (Outlet Level) EC, 0U, 11.0 kW, Variable Power Configuration, Vertical, Combi Outlets (24)C13/C19 | 3085 | EACH | K12
VP7UU001 | Vertiv Geist rack PDU, Switched (Outlet Level), EC, 0U, 11.0 kW, Variable Power Configuration, Vertical, Combi Outlets (24)C13/C19 | 3085 | EACH | K12
VP5UU003 | Vertiv Geist rack PDU, Switched (Unit Level), EC, 0U, 11.0 kW, Variable Power Configuration, Vertical, Combi Outlets (24)C13/C19 | 3044 | EACH | K12
VP6UV003 | Vertiv Geist rack PDU, Monitored (Outlet Level) EC, 0U, 22.0 kW, Variable Power Configuration, Vertical, Combi Outlets (24)C13/C19 | 3087 | EACH | K12
VP7UV002 | Vertiv Geist rack PDU, Switched (Outlet Level), EC, 0U, 22.0 kW Variable Power Configuration, Vertical, Combi Outlets (24)C13/C19 | 3148 | EACH | K12
VP5UV002 | Vertiv Geist rack PDU, Switched (Unit Level), EC, 0U, 22.0 kW, Variable Power Configuration, Vertical, Combi Outlets (24)C13/C19 | 3087 | EACH | K12
VP6UV001 | Vertiv Geist rack PDU, Monitored (Outlet Level) EC, 0U, 22.0 kW, Variable Power Configuration, Vertical, Combi Outlets (48)C13/C19 | 4607 | EACH | K12
VP7UV003 | Vertiv Geist rack PDU, Switched (Outlet Level), EC, 0U, 22.0 kW, Variable Power Configuration, Vertical, Combi Outlets (48)C13/C19 | 4607 | EACH | K12
VP5UV001 | Vertiv Geist rack PDU, Switched (Unit Level), EC, 0U, 22.0 kW, Variable Power Configuration, Vertical, Combi Outlets (48)C13/C19 | 4551 | EACH | K12
IMD-3E-GV | Vertiv Geist IMD-3E-GV, 0U rPDU Interchangeable Monitoring Device Upgrade. Local/Remote/Environmental/Switched, 1-Gbit | 423 | EACH | K12
IMD-3E-GH | Vertiv Geist IMD-3E-GH, 1U rPDU Interchangeable Monitoring Device Upgrade. Local/Remote/Environmental/Switched, 1-Gbit | 423 | EACH | K12
IMD-03E-GV | Vertiv Geist IMD-03E-GV, 0U rPDU Interchangeable Monitoring Device Upgrade. Local/Remote/Environmental/Input Power Monitoring, 1-Gbit | 379 | EACH | K12
IMD-03E-GH | Vertiv Geist IMD-03E-GH, 1U rPDU Interchangeable Monitoring Device Upgrade. Local/Remote/Environmental/Input Power Monitoring, 1Gbit | 379 | EACH | K12
IMD-3E-SV | Vertiv Geist IMD-3E-SV, 0U rPDU Interchangeable Monitoring Device Upgrade. Local/Remote/Environmental/Switched | 423 | EACH | K12
IMD-3E-SH | Vertiv Geist IMD-3E-SH, 1U rPDU Interchangeable Monitoring Device Upgrade. Local/Remote/Environmental/Switched | 423 | EACH | K12
VA4U1100 | Vertiv Geist RTS, Monitored (Unit Level), 1U, input (2) IEC60320 C14 power inlet 100-240V 10A or 15A, locking outputs (10)C13 | 1990 | EACH | K12
VA1G9200 | Vertiv Geist RTS, Basic (Upgradeable), 2U, input (2) IEC60309 230V 32A, combi outputs (24)C13 or C19 | 2015 | EACH | K11
VA4G8100 | Vertiv Geist RTS, Monitored (Unit Level), 1U, input (2) IEC60309 230V 16A, combi outputs (12)C13 or C19 | 2076 | EACH | K12
VP4G9100 | Vertiv Geist Rack PDU Monitored (Unit Level), EC, 1U, input IEC 60309 230V 32A, Combi outputs (12) C13 or C19 | 1173 | EACH | K12
VA1U2100 | Vertiv Geist RTS, Basic (Upgradeable), 1U, input (2) IEC60320 C20 power inlet 100-240V 16A or 20A, combi outputs (12)C13 or C19 | 1721 | EACH | K11
VA1G9100 | Vertiv Geist RTS, Basic (Upgradeable), 1U, input (2) IEC60309 230V 32A, combi outputs (12)C13 or C19 | 1884 | EACH | K11
VP1U2100 | Vertiv Geist PDU,Basic (upgradeable), EC, 1U, input IEC 60320 C20 power inlet 100-240V 16A or 20A, Combi Outlets (12)C13/C19 | 499 | EACH | K11
VP3U2100 | Vertiv Geist PDU, Metered(upgradeable), EC, 1U, input IEC 60320 C20 power inlet 100-240V 16A or 20A, Combi Outlets (12)C13/C19 | 518 | EACH | K11
VP4U2100 | Vertiv Geist PDU, Monitored (Unit Level), EC, 1U, input IEC 60320 C20 power inlet 100-240V 16A or 20A, Combi Outlets (12)C13/C19 | 726 | EACH | K12
VP1G9100 | Vertiv Geist PDU,Basic (upgradeable), EC, 1U, input IEC60309 power inlet 230V 32A, , Combi Outlets (12)C13/C19 | 673 | EACH | K11
VP3G9100 | Vertiv Geist PDU,Metered (upgradeable), EC, 1U, input IEC60309 power inlet 230V 32A, , Combi Outlets (12)C13/C29 | 694 | EACH | K11
VP1U1100 | Vertiv Geist PDU,Basic (upgradeable), EC, 1U, IEC60320 C14 power inlet 100-240V 10A or 15A, locking outputs (10)C13 | 670 | EACH | K11
VP4U1100 | Vertiv Geist PDU, Monitored (Unit Level), EC, 1U, IEC60320 C14 power inlet 100-240V 10A or 15A, locking outputs (10)C13 | 881 | EACH | K12
VP0G0101 | rPDU, Basic Standard, 10A, 230V, 2.3kW, Horizontal, (8) Schuko, 3m power cord with C14, Black Powder Coat | 433 | EACH | K11
VP0G8101 | rPDU, Basic Standard, 16A, 230V, 3.6kW, Horizontal, (8) Schuko, 3m power cord with C20, Black Powder Coat | 460 | EACH | K11
VP0G8102 | rPDU, Basic Standard, 16A, 230V, 3.6kW, Horizontal, (8) Schuko, 3m power cord with 1P+N+E (IP44), Black Powder Coat | 491 | EACH | K11
VP0G9101 | rPDU, Basic Standard, 32A, 230V, 7.3kW, Horizontal, (8) Schuko, 3m power cord with 1P+N+E (IP44), Black Powder Coat | 584 | EACH | K11
VP0G8003 | rPDU, Basic Standard, 16A, 230V, 3.6kW, Vertical, (12) German Schuko, 3m power cord with 1P+N+E (IP44), Black Powder Coat | 501 | EACH | K11
VP0G9012 | rPDU, Basic Standard, 32A, 230V, 7.3kW, Vertical, (12) German Schuko, 3m power cord with 1P+N+E (IP44), Black Powder Coat | 638 | EACH | K11
VP0G8004 | rPDU, Basic Standard, 16A, 230V, 3.6kW, Vertical, (20) German Schuko, 3m power cord with 1P+N+E (IP44), Black Powder Coat | 558 | EACH | K11
VP0G9013 | rPDU, Basic Standard, 32A, 230V, 7.3kW, Vertical, (20) German Schuko, 3m power cord with 1P+N+E (IP44), Black Powder Coat | 712 | EACH | K11
VP7G7002 | Vertiv Geist PDU, Switched (Outlet Level), EC, 0U, input IEC 60309, 63A, 230/400V, Combi Outlets (48)C13/C19 | 4655 | EACH | K12
VP6G7000 | Vertiv Geist PDU, Monitored (Outlet Level), EC, 0U, input IEC 60309, 63A, 230/400V, Combi Outlets (48)C13/C19 | 4569 | EACH | K12
VP5G7000 | Vertiv Geist PDU, Switched (Unit Level), EC, 0U, input IEC 60309, 63A, 230/400V, Combi Outlets (48)C13/C19 | 4484 | EACH | K12
VP7UA001 | Vertiv Geist PDU, Switched (Outlet Level), EC, 0U, hard wired, 80A, 230/400V, Combi Outlets (36)C13/C19 | 4888 | EACH | K12
VP4G7007 | Vertiv Geist PDU, Monitored (Unit Level), EC, 0U, input IEC 60309, 63A, 230/400V, Combi Outlets (36)C13/C19 | 3300 | EACH | K12
VP6G7004 | Vertiv Geist PDU, Monitored (Outlet Level), EC, 0U, input IEC 60309, 63A, 230/400V, Combi Outlets (36)C13/C19 | 4514 | EACH | K12
VP5G7004 | Vertiv Geist PDU, Switched (Unit Level), EC, 0U, input IEC 60309, 63A, 230/400V, Combi Outlets (36)C13/C19 | 4390 | EACH | K12
VP7G7004 | Vertiv Geist PDU, Switched (Outlet Level), EC, 0U, input IEC 60309, 63A, 230/400V, Combi Outlets (36)C13/C19 | 4599 | EACH | K12
RDU101 | Vertiv Liebert RDU101 communication SNMP/Web card | 321 | EACH | 2J
00B46158PEXS4 | Vertiv parallel cable (4m) | 118 | EACH | 616
IS-UNITY-SNMP | Vertiv IntelliSlot Unity card enables SNMP/Web and LIFE communication on GXT3, GXT4, NXC, EXS , ITA2 and Vertiv Edge | 298 | EACH | 2JA
IS-UNITY-DP | Vertiv IntelliSlot Unity card enables SNMP/Web, MODBUS, BACnet and LIFE communication on GXT3, GXT4, NXC, EXS, ITA2, and Vertiv Edge | 753 | EACH | 2JA
RELAYCARD-PG | Liebert Intellislot Relay Card for Liebert GXT3/GXT4/GXT5/Vertiv Edge | 119 | EACH | 2JA
USB485I | USB to RS-485 adapter. RDU101 Modbus/RTU and BACnet/MSTP support | 339 | EACH | 2J
AS2A0NNNMNNX000 | Liebert APS 16-Bay Frame 1-Phase 5kVA no redundancy without Battery Strings | 7875 | EACH | 65V
AS2A0NCLMNNX000 | Liebert APS 16-Bay Frame 1-Phase 5kVA no redundancy with 1 Battery String 8-10Y | 9140 | EACH | 65V
AS2A0NCMMNNX000 | Liebert APS 16-Bay Frame 1-Phase 5kVA no redundancy with 2 Battery Strings 8-10Y | 10406 | EACH | 65V
AS2A0NCNMNNX000 | Liebert APS 16-Bay Frame 1-Phase 5kVA no redundancy with 3 Battery Strings 8-10Y | 11673 | EACH | 65V
AS2A1NCPMNNX000 | Liebert APS 16-Bay Frame 1-Phase 5kVA no redundancy with 4 Battery Strings 8-10Y and extra charger | 13656 | EACH | 65V
AS2B0NNNMNNX000 | Liebert APS 16-Bay Frame 1-Phase 10kVA no redundancy without Battery Strings | 9617 | EACH | 65V
AS2B0NCMMNNX000 | Liebert APS 16-Bay Frame 1-Phase 10kVA no redundancy with 2 Battery Strings 8-10Y | 12149 | EACH | 65V
AS2B0NCNMNNX000 | Liebert APS 16-Bay Frame 1-Phase 10kVA no redundancy with 3 Battery Strings 8-10Y | 13412 | EACH | 65V
AS2B0NCPMNNX000 | Liebert APS 16-Bay Frame 1-Phase 10kVA no redundancy with 4 Battery Strings 8-10Y | 14677 | EACH | 65V
AS2B0NCRMNNX000 | Liebert APS 16-Bay Frame 1-Phase 10kVA no redundancy with 6 Battery Strings 8-10Y | 17207 | EACH | 65V
AS2C0NNNMNNX000 | Liebert APS 16-Bay Frame 1-Phase 15kVA no redundancy without Battery Strings | 11359 | EACH | 65V
AS2C0NCNMNNX000 | Liebert APS 16-Bay Frame 1-Phase 15kVA no redundancy with 3 Battery Strings 8-10Y | 15154 | EACH | 65V
AS2C0NCQMNNX000 | Liebert APS 16-Bay Frame 1-Phase 15kVA no redundancy with 5 Battery Strings 8-10Y | 17686 | EACH | 65V
AS2C0NCRMNNX000 | Liebert APS 16-Bay Frame 1-Phase 15kVA no redundancy with 6 Battery Strings 8-10Y | 18949 | EACH | 65V
AS2D0NNNMNNX000 | Liebert APS 16-Bay Frame 1-Phase 20kVA no redundancy without Battery Strings | 13101 | EACH | 65V
AS2D0NCPMNNX000 | Liebert APS 16-Bay Frame 1-Phase 20kVA no redundancy with 4 Battery Strings 8-10Y | 18161 | EACH | 65V
AS2D0NCRMNNX000 | Liebert APS 16-Bay Frame 1-Phase 20kVA no redundancy with 6 Battery Strings 8-10Y | 20689 | EACH | 65V
APS5KPWRMOD2 | PM2 - 1PH Power Module - Individually Packaged | 1662 | EACH | 65V
F0214972 | Empty Battery module | 649 | EACH | 65V
APSBATMODCL | 2 Battery Module - 1 String - 8-10 years design life 9Ahr - Individually Packaged | 1306 | EACH | 65V
APSCHRGRMOD1 | Charger Module - 1PH - Individually Packaged | 686 | EACH | 65V
AS7EBC2CCLBX000 | 14 Bay EBC - 2 battery strings with Intellislot Battery Card (optional cable kit required) | 5881 | EACH | 65V
AS7EBC6CCLBX000 | 14 Bay EBC - 6 battery strings with Intellislot Battery Card (optional cable kit required) | 10701 | EACH | 65V
APSRACKKIT | APS Rackmount Kit | 343 | EACH | 65V
APSFLRBRKT | APS Seismic Floor Bracket | 69 | EACH | 65V
ASMBCR2MUNNX000 | APS MBC - Rackmount, 20kVA, 125A rated | 3515 | EACH | 65V
APSLRTCONNKIT | APS LRT Connector Kit | 522 | EACH | 65V
APSEBCCBL1M | APS EBC Cable Kit 1 meter | 275 | EACH | 65V
APSEBCCBL5M | APS EBC Cable Kit 5 meters | 655 | EACH | 65V
NXA0UFXBTS | BATTERY TEMPERATURE MONITORING KIT | 315 | EACH | 666
IS-UNITY-DP | IntelliSlot SNMP/Web, Modbus, BACnet card | 753 | EACH | 2JA
IS-RELAY | Intellislot Interface Kit for Relay Contacts | 253 | EACH | 2J
EXS10100100A0A0 | EXS 10KVA STANDARD NO BATT. (UP TO 2X32X9AH) | 9972 | Stück | 670
EXS101001A0A0A0 | EXS 10KVA STANDARD + INT. BATT. (5 YEARS:1X32X9AH) | 11649 | EACH | 670
EXS101001B0A0A0 | EXS 10KVA STANDARD + INT. BATT. (5 YEARS:2X32X9AH) | 13264 | EACH | 670
EXS101001F0A0A0 | EXS 10KVA STANDARD + INT. BATT. (10 YEARS:1X32X9AH) | 11780 | EACH | 670
EXS101001G0A0A0 | EXS 10KVA STANDARD + INT. BATT. (10 YEARS:2X32X9AH) | 13520 | EACH | 670
EXS10300100A0A0 | EXS 10KVA STANDARD NO BATT. OUTPUT T - (ONLY FOR 3/3 VERSION) | 14310 | EACH | 670
EXS10400100A0A0 | EXS 10KVA STANDARD NO BATT. INPUT T - (RESERVE IN COMMON WITH MAINS, ONLY FOR 3/3 VERSION) | 14310 | EACH | 670
EXS10100100A1A0 | EXS 10KVA STANDARD NO BATT. + DUAL INTELLISLOT | 10617 | EACH | 670
EXS10100100B0A0 | EXS 10KVA STANDARD NO BATT. + BACKFEED | 10599 | EACH | 670
EXS10100100C0A0 | EXS 10KVA STANDARD NO BATT. + WITHSTAND | 10349 | EACH | 670
EXS10100100A0A1 | EXS 10KVA STANDARD NO BATT. + IP31 (see note 7) | 11107 | EACH | 670
EXS10102100A0A0 | EXS 10KVA STANDARD NO BATT. + C2 EMC | 11780 | EACH | 670
EXS10200100A0A0 | EXS 10KVA EXTENDED NO BATT. (UP TO 4X32X9AH) | 11103 | EACH | 670
EXS102001C0A0A0 | EXS 10KVA EXTENDED + INT. BATT. (5 YEARS:3X32X9AH) | 15943 | EACH | 670
EXS102001D0A0A0 | EXS 10KVA EXTENDED + INT. BATT. (5 YEARS:4X32X9AH) | 17687 | EACH | 670
EXS102001H0A0A0 | EXS 10KVA EXTENDED + INT. BATT. (10 YEARS:3X32X9AH) | 16330 | EACH | 670
EXS102001I0A0A0 | EXS 10KVA EXTENDED + INT. BATT. (10 YEARS:4X32X9AH) | 18331 | EACH | 670
EXS15100100A0A0 | EXS 15KVA STANDARD NO BATT. (UP TO 2X32X9AH) | 10903 | EACH | 670
EXS151001A0A0A0 | EXS 15KVA STANDARD + INT. BATT. (5 YEARS:1X32X9AH) | 12582 | EACH | 670
EXS151001B0A0A0 | EXS 15KVA STANDARD + INT. BATT. (5 YEARS:2X32X9AH) | 14194 | EACH | 670
EXS151001F0A0A0 | EXS 15KVA STANDARD + INT. BATT. (10 YEARS:1X32X9AH) | 12710 | EACH | 670
EXS151001G0A0A0 | EXS 15KVA STANDARD + INT. BATT. (10 YEARS:2X32X9AH) | 14453 | EACH | 670
EXS15100100A1A0 | EXS 15KVA STANDARD NO BATT. + DUAL INTELLISLOT | 11549 | EACH | 670
EXS15100100B0A0 | EXS 15KVA STANDARD NO BATT. + BACKFEED | 11530 | EACH | 670
EXS15100100C0A0 | EXS 15KVA STANDARD NO BATT. + WITHSTAND | 11281 | EACH | 670
EXS15100100A0A1 | EXS 15KVA STANDARD NO BATT. + IP31 (see note 7) | 12039 | EACH | 670
EXS15102100A0A0 | EXS 15KVA STANDARD NO BATT. + C2 EMC | 12710 | EACH | 670
EXS15200100A0A0 | EXS 15KVA EXTENDED NO BATT. (UP TO 4X32X9AH) | 12033 | EACH | 670
EXS152001C0A0A0 | EXS 15KVA EXTENDED + INT. BATT. (5 YEARS:3X32X9AH) | 16874 | EACH | 670
EXS152001D0A0A0 | EXS 15KVA EXTENDED + INT. BATT. (5 YEARS:4X32X9AH) | 18617 | EACH | 670
EXS152001H0A0A0 | EXS 15KVA EXTENDED + INT. BATT. (10 YEARS:3X32X9AH) | 17263 | EACH | 670
EXS152001I0A0A0 | EXS 15KVA EXTENDED + INT. BATT. (10 YEARS:4X32X9AH) | 19263 | EACH | 670
EXS20100100A0A0 | EXS 20KVA STANDARD NO BATT. (UP TO 2X32X9AH) | 12325 | EACH | 670
EXS201001A0A0A0 | EXS 20KVA STANDARD + INT. BATT. (5 YEARS:1X32X9AH) | 14003 | EACH | 670
EXS201001B0A0A0 | EXS 20KVA STANDARD + INT. BATT. (5 YEARS:2X32X9AH) | 15617 | EACH | 670
EXS201001F0A0A0 | EXS 20KVA STANDARD + INT. BATT. (10 YEARS:1X32X9AH) | 14133 | EACH | 670
EXS201001G0A0A0 | EXS 20KVA STANDARD + INT. BATT. (10 YEARS:2X32X9AH) | 15876 | EACH | 670
EXS20300100A0A0 | EXS 20KVA STANDARD NO BATT. OUTPUT T - (ONLY FOR 3/3 VERSION) | 16664 | EACH | 670
EXS20400100A0A0 | EXS 20KVA STANDARD NO BATT. INPUT T - (RESERVE IN COMMON WITH MAINS, ONLY FOR 3/3 VERSION) | 16664 | EACH | 670
EXS20100100A1A0 | EXS 20KVA STANDARD NO BATT. + DUAL INTELLISLOT | 12971 | EACH | 670
EXS20100100B0A0 | EXS 20KVA STANDARD NO BATT. + BACKFEED | 12954 | EACH | 670
EXS20100100C0A0 | EXS 20KVA STANDARD NO BATT. + WITHSTAND | 12704 | EACH | 670
EXS20100100A0A1 | EXS 20KVA STANDARD NO BATT. + IP31 (see note 7) | 13461 | EACH | 670
EXS20102100A0A0 | EXS 20KVA STANDARD NO BATT. + C2 EMC | 14133 | EACH | 670
EXS20200100A0A0 | EXS 20KVA EXTENDED NO BATT. (UP TO 4X32X9AH) | 13455 | EACH | 670
EXS202001C0A0A0 | EXS 20KVA EXTENDED + INT. BATT. (5 YEARS:3X32X9AH) | 18297 | EACH | 670
EXS202001D0A0A0 | EXS 20KVA EXTENDED + INT. BATT. (5 YEARS:4X32X9AH) | 20039 | EACH | 670
EXS202001H0A0A0 | EXS 20KVA EXTENDED + INT. BATT. (10 YEARS:3X32X9AH) | 18684 | EACH | 670
EXS202001I0A0A0 | EXS 20KVA EXTENDED + INT. BATT. (10 YEARS:4X32X9AH) | 20685 | EACH | 670
EXS30100101A0A0 | EXS 30kVA NO BATT. - CoO China | 15409 | EACH | 671
EXS301001B1A0A0 | EXS 30kVA + INT. BATT. (5 years:2x32x9Ah) - CoO China | 17637 | EACH | 671
EXS301001C1A0A0 | EXS 30kVA + INT. BATT. (5 years:3x32x9Ah) - CoO China | 19283 | EACH | 671
EXS301001D1A0A0 | EXS 30kVA + INT. BATT. (5 years:4x32x9Ah) - CoO China | 20929 | EACH | 671
EXS301001E1A0A0 | EXS 30kVA + INT. BATT. (5 years:4x40x9Ah) - CoO China | 22865 | EACH | 671
EXS301001G1A0A0 | EXS 30kVA + INT. BATT. (10 years:2x32x9Ah) - CoO China | 17895 | EACH | 671
EXS301001H1A0A0 | EXS 30kVA + INT. BATT. (10 years:3x32x9Ah) - CoO China | 19669 | EACH | 671
EXS301001I1A0A0 | EXS 30kVA + INT. BATT. (10 years:4x32x9Ah) - CoO China | 21575 | EACH | 671
EXS301001K1A0A0 | EXS 30kVA + INT. BATT. (10 years: 1x32x35Ah) - CoO China | 22090 | EACH | 671
EXS301001J1A0A0 | EXS 30kVA + INT. BATT. (10 years: 4x40x9Ah) - CoO China | 23122 | EACH | 671
EXS301001M1A0A0 | EXS 30kVA + INT. BATT. (10 years: 1x32x23Ah YUASA FR) - CoO China | 22607 | EACH | 671
EXS30300101A0A0 | EXS 30kVA with internal OUTPUT TRANSF0RMER - Y/Y type - CoO China | 22321 | EACH | 671
EXS30101101A0A0 | EXS 30kVA NO BATT. + C.S.I. - CoO China | 16442 | EACH | 671
EXS30100101B0A0 | EXS 30KVA NO BATT. + BACKFEED - CoO China | 16275 | EACH | 671
EXS30100101C0A0 | EXS 30KVA NO BATT. + WITHSTAND - CoO China | 15928 | EACH | 671
EXS30100101A0A1 | EXS 30KVA NO BATT. + IP31 - CoO China (see note 7) | 17170 | EACH | 671
EXS30100101A0B0 | EXS 30KVA NO BATT. + External & Internal Battery Connection 32x9Ah - CoO China | 16222 | EACH | 671
EXS30100101A0C0 | EXS 30KVA NO BATT. + External & Internal Battery Connection 40x9Ah & 32x35Ah - CoO China | 16492 | EACH | 671
EXS30102101A0A0 | EXS 30kVA NO BATT. + C2 EMC - CoO China | 18507 | EACH | 671
EXS40100101A0A0 | EXS 40kVA NO BATT. - CoO China | 17648 | EACH | 671
EXS401001C1A0A0 | EXS 40kVA + INT. BATT. (5 years:3x32x9Ah) - CoO China | 21521 | EACH | 671
EXS401001D1A0A0 | EXS 40kVA + INT. BATT. (5 years:4x32x9Ah) - CoO China | 23166 | EACH | 671
EXS401001E1A0A0 | EXS 40kVA + INT. BATT. (5 years: 4x40x9Ah) - CoO China | 25102 | EACH | 671
EXS401001H1A0A0 | EXS 40kVA + INT. BATT. (10 years:3x32x9Ah) - CoO China | 21909 | EACH | 671
EXS401001I1A0A0 | EXS 40kVA + INT. BATT. (10 years:4x32x9Ah) - CoO China | 23813 | EACH | 671
EXS401001K1A0A0 | EXS 40kVA + INT. BATT. (10 years: 1x32x35Ah) - CoO China | 24329 | EACH | 671
EXS401001J1A0A0 | EXS 40kVA + INT. BATT. (10 years: 4x40x9Ah) - CoO China | 25361 | EACH | 671
EXS401001M1A0A0 | EXS 40kVA + INT. BATT. (10 years: 1x32x23Ah YUASA FR) - CoO China | 24846 | EACH | 671
EXS40300101A0A0 | EXS 40kVA with internal OUTPUT TRANSF0RMER - Y/Y type - CoO China | 24558 | EACH | 671
EXS40101101A0A0 | EXS 40kVA NO BATT. + C.S.I. - CoO China | 18680 | EACH | 671
EXS40100101B0A0 | EXS 40KVA NO BATT. + BACKFEED - CoO China | 18514 | EACH | 671
EXS40100101C0A0 | EXS 40KVA NO BATT. + WITHSTAND - CoO China | 18165 | EACH | 671
EXS40100101A0A1 | EXS 40KVA NO BATT. + IP31 - CoO China (see note 7) | 19409 | EACH | 671
EXS40100101A0B0 | EXS 40KVA NO BATT. + External & Internal Battery Connection 32x9Ah - CoO China | 18460 | EACH | 671
EXS40100101A0C0 | EXS 40KVA NO BATT. + External & Internal Battery Connection 40x9Ah & 32x35Ah | 18732 | EACH | 671
EXS40102101A0A0 | EXS 40kVA NO BATT. + C2 EMC - CoO China | 20746 | EACH | 671
EXS60100101A0A0 | EXS 60kVA NO BATT. - CoO China | 20817 | EACH | 672
EXS601001K1A0A0 | EXS 60kVA + INT. BATT. (10 years:1x32x35Ah) - CoO China | 28562 | EACH | 672
EXS601001L1A0A0 | EXS 60kVA + INT. BATT. (10 years:1x40x35Ah) - CoO China | 30497 | EACH | 672
EXS60101101A0A0 | EXS 60kVA NO BATT. + C.S.I. - CoO China | 21719 | EACH | 672
EXS60100101B0A0 | EXS 60KVA NO BATT. + BACKFEED | 21854 | EACH | 672
EXS60100101C0A0 | EXS 60KVA NO BATT. + WITHSTAND | 21439 | EACH | 672
EXS60100101A0A1 | EXS 60KVA NO BATT. + IP31 (see note 7) | 22714 | EACH | 672
EXS60102101A0A0 | EXS 60kVA NO BATT. + C2 EMC - CoO China | 24689 | EACH | 672
EXS80100101A0A0 | EXS 80kVA | 26717 | EACH | 673
EXS80101101A0A0 | EXS 80kVA + C.S.I | 27621 | EACH | 673
EXS80300101A0A0 | EXS 80kVA with internal OUTPUT TRANSF0RMER - Y/Y type | 40058 | EACH | 673
EXS80100101B0A0 | EXS 80kVA with backfeed | 28053 | EACH | 673
EXS80100101C0A0 | EXS 80kVA with withstand | 27518 | EACH | 673
EXS80100101A0A1 | EXS 80KVA + IP31 (see note 7) | 28705 | EACH | 673
EXS80100101A0A2 | EXS 80KVA + TOP-FAN KIT | 28885 | EACH | 673
EXS80102101A0A0 | EXS 80kVA + C2 EMC | 31365 | EACH | 673
MTPD010AA0A0A0A | Liebert MTP 10kVA No batt | 8775 | EACH | 679
MTPD015AA0A0A0A | Liebert MTP 15kVA No batt | 9595 | EACH | 679
MTPD020AA0A0A0A | Liebert MTP 20kVA No batt | 10846 | EACH | 679
MTPD030AA0A0A0A | Liebert MTP 30kVA No batt | 13560 | EACH | 679
MTPD040AA0A0A0A | Liebert MTP 40kVA No batt | 15530 | EACH | 679
MTPD060AA0A0A0A | Liebert MTP 60kVA | 18318 | EACH | 679
MTPD080AA0A0A0A | Liebert MTP 80kVA | 23511 | EACH | 679
MTPD100AA0A0A0A | Liebert MTP 100kVA | 30036 | EACH | 680
MTPD120AA0A0A0A | Liebert MTP 120kVA | 35686 | EACH | 680
MTPD160AA0A0A0A | Liebert MTP 160kVA | 43626 | EACH | 680
MTPD200AA0A0A0A | Liebert MTP 200kVA | 51396 | EACH | 680
MTPD010DA0A0A0A | Liebert MTP 10kVA with int batt 10y 1x32x9Ah | 10366 | EACH | 679
MTPD015DA0A0A0A | Liebert MTP 15kVA with int batt 10y 1x32x9Ah | 11185 | EACH | 679
MTPD020DA0A0A0A | Liebert MTP 20kVA with int batt 10y 1x32x9Ah | 12437 | EACH | 679
MTPD030EA0A0A0A | Liebert MTP 30kVA with int batt 10y 2x32x9Ah | 15748 | EACH | 679
MTPD040EA0A0A0A | Liebert MTP 40kVA with int batt 10y 2x32x9Ah | 17719 | EACH | 679
EXM10AA01AA03A0 | EXM2 100kVA with maint. switch | 31396 | EACH | 674
EXM10BA01AA03A0 | EXM2 100kVA with full switch | 33373 | EACH | 674
EXM12AA01AA03A0 | EXM2 120kVA with maint. switch | 37674 | EACH | 674
EXM12BA01AA03A0 | EXM2 120kVA with full switch | 39651 | EACH | 674
EXM16AA01AA03A0 | EXM2 160kVA with maint. switch | 46497 | EACH | 674
EXM16BA01AA03A0 | EXM2 160kVA with full switch | 48473 | EACH | 674
EXM20AA01AA03A0 | EXM2 200kVA with maint. switch | 54619 | EACH | 675
EXM20BA01AA03A0 | EXM2 200kVA with full switch | 57107 | EACH | 675
EXM25AA01AA03A0 | EXM2 250kVA with maint. switch | 63154 | EACH | 675
EXM25BA01AA03A0 | EXM2 250kVA with full switch | 65642 | EACH | 675
EXM10AA01BA03A0 | EXM2 100kVA with maint. switch and top ventilation | 35298 | EACH | 674
EXM12AA01BA03A0 | EXM2 120kVA with maint. switch and top ventilation | 41576 | EACH | 674
EXM16AA01BA03A0 | EXM2 160kVA with maint. switch and top ventilation | 50398 | EACH | 674
EXM20AA01BA03A0 | EXM2 200kVA with maint. switch and top ventilation | 58617 | EACH | 675
EXM25AA01BA03A0 | EXM2 250kVA with maint. switch and top ventilation | 67153 | EACH | 675
EXM10AA01CA03A0 | EXM2 100kVA with maint. switch and top cable entry | 35202 | EACH | 674
EXM12AA01CA03A0 | EXM2 120kVA with maint. switch and top cable entry | 41480 | EACH | 674
EXM16AA01CA03A0 | EXM2 160kVA with maint. switch and top cable entry | 50304 | EACH | 674
EXM20AA01CA03A0 | EXM2 200kVA with maint. switch and top cable entry | 61880 | EACH | 675
EXM25AA01CA03A0 | EXM2 250kVA with maint. switch and top cable entry | 70415 | EACH | 675
EXM10EA01AA03A0 | EXM2 100kVA with maint. switch and backfeed | 43400 | EACH | 674
EXM12EA01AA03A0 | EXM2 120kVA with maint. switch and backfeed | 49679 | EACH | 674
EXM16EA01AA03A0 | EXM2 160kVA with maint. switch and backfeed | 58501 | EACH | 674
EXM20EA01AA03A0 | EXM2 200kVA with maint. switch and backfeed | 72332 | EACH | 675
EXM25EA01AA03A0 | EXM2 250kVA with maint. switch and backfeed | 80866 | EACH | 675
EXM10AA01AC03A0 | EXM2 100kVA with maint. switch and withstand 65kA | 33235 | EACH | 674
EXM12AA01AC03A0 | EXM2 120kVA with maint. switch and withstand 65kA | 39512 | EACH | 674
EXM16AA01AC03A0 | EXM2 160kVA with maint. switch and withstand 65kA | 48336 | EACH | 674
EXM20AA01AC03A0 | EXM2 200kVA with maint. switch and withstand 65kA | 58297 | EACH | 675
EXM25AA01AC03A0 | EXM2 250kVA with maint. switch and withstand 65kA | 66831 | EACH | 675
EXM10AA01AA13A0 | EXM2 100kVA with maint. Switch and Dynamic Online | 33117 | EACH | 674
EXM12AA01AA13A0 | EXM2 120kVA with maint. switch and Dynamic Online | 39395 | EACH | 674
EXM16AA01AA13A0 | EXM2 160kVA with maint. switch and Dynamic Online | 48218 | EACH | 674
EXM20AA01AA13A0 | EXM2 200kVA with maint. switch and Dynamic Online | 56341 | EACH | 675
EXM25AA01AA13A0 | EXM2 250kVA with maint. switch and Dynamic Online | 64875 | EACH | 675
EXM10AA11AA03A0 | EXM2 100kVA with maint. switch and with IP21 | 32854 | EACH | 674
EXM12AA11AA03A0 | EXM2 120kVA with maint. switch and with IP21 | 39132 | EACH | 674
EXM16AA11AA03A0 | EXM2 160kVA with maint. switch and with IP21 | 47955 | EACH | 674
EXM20AA11AA03A0 | EXM2 200kVA with maint. switch and with IP21 | 56078 | EACH | 675
EXM25AA11AA03A0 | EXM2 250kVA with maint. switch and with IP21 | 64612 | EACH | 675
EXM10AA21AA03A0 | EXM2 100kVA with maint. switch and with IP31 | 33584 | EACH | 674
EXM12AA21AA03A0 | EXM2 120kVA with maint. switch and with IP31 | 39860 | EACH | 674
EXM16AA21AA03A0 | EXM2 160kVA with maint. switch and with IP31 | 48685 | EACH | 674
EXM20AA21AA03A0 | EXM2 200kVA with maint. switch and with IP31 | 57244 | EACH | 675
EXM25AA21AA03A0 | EXM2 250kVA with maint. switch and with IP31 | 65779 | EACH | 675
EXM1AAA01AA03A0 | EXM2 100 kVA with maint.switch CPSS (80kVA) | 36036 | EACH | 674
EXM1BAA01AA03A0 | EXM2 120 kVA with maint.switch CPSS (96kVA) | 42313 | EACH | 674
EXM1CAA01AA03A0 | EXM2 160 kVA with maint.switch CPSS (128kVA) | 51137 | EACH | 674
EXM1DAA01AA03A0 | EXM2 200 kVA with maint.switch CPSS (160kVA) | 61381 | EACH | 675
EXM1EAA01AA03A0 | EXM2 250 kVA with maint.switch CPSS (200kVA | 69916 | EACH | 675
EXM10AA01AA02A0 | EXM2 100kVA with maint. Switch + C2 EMC | 42886 | EACH | 675
EXM12AA01AA02A0 | EXM2 120kVA with maint. Switch + C2 EMC | 49164 | EACH | 675
EXM16AA01AA02A0 | EXM2 160kVA with maint. Switch + C2 EMC | 57987 | EACH | 675
EXM20AA01AA02A0 | EXM2 200kVA with maint. Switch + C2 EMC | 62059 | EACH | 675
EXM25AA01AA02A0 | EXM2 250kVA with maint. Switch +C2 EMC | 70594 | EACH | 675
EXM10AB01AA03A0 | EXM2 100kVA with maint. Switch & Otput transf. YY | 41928 | EACH | 674
EXM12AB01AA03A0 | EXM2 120kVA with maint. Switch & Otput transf. YY | 48207 | EACH | 674
EXM16AB01AA03A0 | EXM2 160kVA with maint. Switch & Otput transf. YY | 57029 | EACH | 674
EXM20AB01AA03A0 | EXM2 200kVA with maint. Switch & Otput transf. YY | 66109 | EACH | 674
EXM25AB01AA03A0 | EXM2 250kVA with maint. Switch & Otput transf. YY | 74644 | EACH | 674
LI8E611AA0A0B00 | EXL S1 600kVA STANDARD - distributed parallel/single UPS - Single Input | 178505 | EACH | 655
LI8E801AA0A0B00 | EXL S1 800kVA STANDARD - distributed parallel/single UPS - Single Input | 225381 | EACH | 656
LI8E1A1AA0A0B00 | EXL S1 1000kVA STANDARD - distributed parallel/single UPS - Single Input | 279288 | EACH | 660
LI8E1B1AA0A0B00 | EXL S1 1200kVA STANDARD - distributed parallel/single UPS - Single Input | 328557 | EACH | 661
LI8E1C1AA0A0B0H | EXL S1 1250kVA STANDARD - distributed parallel/single UPS - Single Input | 376502 | EACH | 661
LI8E303AA0A0B00 | EXL S1 300kVA STANDARD - distributed parallel/single UPS - Dual Input | 113930 | EACH | 606
LI8E403AA0A0B00 | EXL S1 400kVA STANDARD - distributed parallel/single UPS - Dual Input | 118742 | EACH | 607
LI8E503AA0A0B00 | EXL S1 500kVA STANDARD - distributed parallel/single UPS - Dual Input | 149496 | EACH | 608
LI8E613AA0A0B00 | EXL S1 600kVA STANDARD - distributed parallel/single UPS - Dual Input | 177699 | EACH | 655
LI8E803AA0A0B00 | EXL S1 800kVA STANDARD - distributed parallel/single UPS - Dual Input | 224242 | EACH | 656
LI8E1A3AA0A0B00 | EXL S1 1000kVA STANDARD - distributed parallel/single UPS - Dual Input | 277580 | EACH | 660
LI8E1B3AA0A0B00 | EXL S1 1200kVA STANDARD - distributed parallel/single UPS - Dual Input | 326564 | EACH | 661
LI8E1C3AA0A0B0H | EXL S1 1250kVA STANDARD - distributed parallel/single UPS - Dual Input | 374224 | EACH | 661
LI8E611AA0A0B30 | EXL S1 600kVA STANDARD with Dynamic Online and Dynamic Grid Support - distributed parallel/single UPS - Single Input | 185274 | EACH | 655
LI8E801AA0A0B30 | EXL S1 800kVA STANDARD with Dynamic Online and Dynamic Grid Support - distributed parallel/single UPS - Single Input | 233924 | EACH | 656
LI8E1A1AA0A0B30 | EXL S1 1000kVA STANDARD with Dynamic Online and Dynamic Grid Support - distributed parallel/single UPS - Single Input | 289863 | EACH | 660
LI8E1B1AA0A0B30 | EXL S1 1200kVA STANDARD with Dynamic Online and Dynamic Grid Support - distributed parallel/single UPS - Single Input | 340997 | EACH | 661
LI8E303AA0A0B30 | EXL S1 300kVA STANDARD with Dynamic Online and Dynamic Grid Support - distributed parallel/single UPS - Dual Input | 118270 | EACH | 606
LI8E403AA0A0B30 | EXL S1 400kVA STANDARD with Dynamic Online and Dynamic Grid Support - distributed parallel/single UPS - Dual Input | 123266 | EACH | 607
LI8E503AA0A0B30 | EXL S1 500kVA STANDARD with Dynamic Online and Dynamic Grid Support - distributed parallel/single UPS - Dual Input | 155191 | EACH | 608
LI8E613AA0A0B30 | EXL S1 600kVA STANDARD with Dynamic Online and Dynamic Grid Support - distributed parallel/single UPS - Dual Input | 184468 | EACH | 655
LI8E803AA0A0B30 | EXL S1 800kVA STANDARD with Dynamic Online and Dynamic Grid Support - distributed parallel/single UPS - Dual Input | 232785 | EACH | 656
LI8E1A3AA0A0B30 | EXL S1 1000kVA STANDARD with Dynamic Online and Dynamic Grid Support - distributed parallel/single UPS - Dual Input | 288155 | EACH | 660
LI8E1B3AA0A0B30 | EXL S1 1200kVA STANDARD with Dynamic Online and Dynamic Grid Support - distributed parallel/single UPS - Dual Input | 339004 | EACH | 661
LI8E301AC1A0B00 | EXL S1 300kVA STANDARD for centralized parallel configuration with MSS - Single Input | 113930 | EACH | 606
LI8E401AC1A0B00 | EXL S1 400kVA STANDARD for centralized parallel configuration with MSS - Single Input | 118742 | EACH | 607
LI8E501AC1A0B00 | EXL S1 500kVA STANDARD for centralized parallel configuration with MSS - Single Input | 149496 | EACH | 608
LI8E611AC1A0B00 | EXL S1 600kVA STANDARD for centralized parallel configuration with MSS - Single Input | 177699 | EACH | 655
LI8E801AC1A0B00 | EXL S1 800kVA STANDARD for centralized parallel configuration with MSS - Single Input | 224242 | EACH | 656
LI8E1A1AC1A0B00 | EXL S1 1000kVA STANDARD for centralized parallel configuration with MSS - Single Input | 277580 | EACH | 660
LI8E1B1AC1A0B00 | EXL S1 1200kVA STANDARD for centralized parallel configuration with MSS - Single Input | 326564 | EACH | 661
LI8C301AA0A0B30 | EXL S1 300kVA STANDARD with Dynamic Online and Dynamic Grid Support, Single Input - distributed parallel/single UPS - Made in China | 109599 | EACH | 606
LI8C401AA0A0B30 | EXL S1 400kVA STANDARD with Dynamic Online and Dynamic Grid Support, Single Input - distributed parallel/single UPS - Made in China | 114243 | EACH | 607
LI8C501AA0A0B30 | EXL S1 500kVA STANDARD with Dynamic Online and Dynamic Grid Support, Single Input - distributed parallel/single UPS - Made in China | 143046 | EACH | 608
LI8C611AA0A0B30 | EXL S1 600kVA STANDARD with Dynamic Online and Dynamic Grid Support, Single Input - distributed parallel/single UPS - Made in China | 169910 | EACH | 655
LI8C801AA0A0B30 | EXL S1 800kVA STANDARD with Dynamic Online and Dynamic Grid Support, Single Input - distributed parallel/single UPS - Made in China | 214523 | EACH | 656
LI8C1A1AA0A0B30 | EXL S1 1000kVA STANDARD with Dynamic Online and Dynamic Grid Support, Single Input - distributed parallel/single UPS - Made in China | 265912 | EACH | 660
LI8C1B1AA0A0B30 | EXL S1 1200kVA STANDARD with Dynamic Online and Dynamic Grid Support, Single Input - distributed parallel/single UPS - Made in China | 312840 | EACH | 661
LI8C303AA0A0B30 | EXL S1 300kVA STANDARD with Dynamic Online and Dynamic Grid Support, Dual Input - distributed parallel/single UPS - Made in China | 108504 | EACH | 606
LI8C403AA0A0B30 | EXL S1 400kVA STANDARD with Dynamic Online and Dynamic Grid Support, Dual Input - distributed parallel/single UPS - Made in China | 113088 | EACH | 607
LI8C503AA0A0B30 | EXL S1 500kVA STANDARD with Dynamic Online and Dynamic Grid Support, Dual Input - distributed parallel/single UPS - Made in China | 142377 | EACH | 608
LI8C613AA0A0B30 | EXL S1 600kVA STANDARD with Dynamic Online and Dynamic Grid Support, Dual Input - distributed parallel/single UPS - Made in China | 169236 | EACH | 655
LI8C803AA0A0B30 | EXL S1 800kVA STANDARD with Dynamic Online and Dynamic Grid Support, Dual Input - distributed parallel/single UPS - Made in China | 213564 | EACH | 656
LI8C1A3AA0A0B30 | EXL S1 1000kVA STANDARD with Dynamic Online and Dynamic Grid Support, Dual Input - distributed parallel/single UPS - Made in China | 264362 | EACH | 660
LI8C1B3AA0A0B30 | EXL S1 1200kVA STANDARD with Dynamic Online and Dynamic Grid Support, Dual Input - distributed parallel/single UPS - Made in China | 311013 | EACH | 661
LI54320BA00 | CROSS RACK 16 A 2P | 5291 | EACH | 615
LI54320DA00 | CROSS RACK 32 A 2P | 5583 | EACH | 615
LI54320KA00 | CROSS RACK 63 A 2P | 6384 | EACH | 615
LI54320BB00 | CROSS RACK 16 A 2P for Trinergy platform (see note 2) | 5291 | EACH | 615
LI54320DB00 | CROSS RACK 32 A 2P for Trinergy platform (see note 2) | 5583 | EACH | 615
LI54320KB00 | CROSS RACK 63 A 2P for Trinergy platform (see note 2) | 6384 | EACH | 615
LI54320BA01 | CROSS RACK LV 16 A 2P | 5291 | EACH | 615
LI54320DA01 | CROSS RACK LV 32 A 2P | 5583 | EACH | 615
LI54320KA01 | CROSS RACK LV 63 A 2P | 6384 | EACH | 615
LI56370BD000AA0 | CROSS CABINET 160 A 4P | 34281 | EACH | 615
LI56370CD000AA0 | CROSS CABINET 250 A 4P | 36012 | EACH | 615
LI56370ED000AA0 | CROSS CABINET 400 A 4P | 44249 | EACH | 615
LI56376BD000AA0 | CROSS CHASSIS 160 A 4P | 25289 | EACH | 615
LI56376CD000AA0 | CROSS CHASSIS 250 A 4P | 27148 | EACH | 615
LI56376FD000AA0 | CROSS CHASSIS 450 A 4P | 30202 | EACH | 615
LI56370BC000AA0 | CROSS CABINET 160 A 3P | 32715 | EACH | 615
LI56370CC000AA0 | CROSS CABINET 250 A 3P | 34464 | EACH | 615
LI56370EC000AA0 | CROSS CABINET 400 A 3P | 38455 | EACH | 615
LI56370GC000AA0 | CROSS CABINET 600 A 3P | 46921 | EACH | 615
LI56370KC000AA1 | CROSS CABINET 800 A 3P | 55557 | EACH | 615
LI56370NC000AA1 | CROSS CABINET 1250 A 3P | 101171 | EACH | 615
LI56370GD000AA0 | CROSS CABINET 600 A 4P | 56960 | EACH | 615
LI56370KD000AA1 | CROSS CABINET 800 A 4P | 61693 | EACH | 615
LI56370RD000AA1 | CROSS CABINET 1250 A 4P | 105418 | EACH | 615
LI56370RD0A0AA1 | CROSS CABINET 1250 A 4P with MODBUS TCP/IP | 107945 | EACH | 615
LI56370PD000AA0 | CROSS CABINET 1600 A 4P | 119437 | EACH | 615
LI56370PD0A0AA0 | CROSS CABINET 1600 A 4P with MODBUS TCP/IP | 121759 | EACH | 615
SXU1250PDNN0NNN2NCAS | STS2 Chassis 4P, 400V-50Hz, 1250A | 78948 | EACH | 615
SXU1400PDNN0NNN2NCAS | STS2 Chassis 4P, 400V-50Hz, 1400A | 85089 | EACH | 615
SXU1600PDNN0NNN2NCAS | STS2 Chassis 4P, 400V-50Hz, 1600A | 89913 | EACH | 615
SXU1800PDNN0NNN2NCAS | STS2 Chassis 4P, 400V/50Hz, 1800A | 96492 | EACH | 615
SXU1250PDNN0LNN2NCAS | STS2 Chassis 4P, 400V-50Hz, 1250A, Unity Card | 79670 | EACH | 615
SXU1400PDNN0LNN2NCAS | STS2 Chassis 4P, 400V-50Hz, 1400A, Unity Card | 85810 | EACH | 615
SXU1600PDNN0LNN2NCAS | STS2 Chassis 4P, 400V-50Hz, 1600A, Unity Card | 90635 | EACH | 615
SXU1800PDNN0LNN2NCAS | STS2 Chassis 4P, 400V-50Hz, 1800A, Unity Card | 97214 | EACH | 615
SXU1250PDNN0ANN2NCAS | STS2 Chassis 4P, 400V-50Hz, 1250A, Single PRB | 80264 | EACH | 615
SXU1400PDNN0ANN2NCAS | STS2 Chassis 4P, 400V-50Hz, 1400A, Single PRB | 86405 | EACH | 615
SXU1600PDNN0ANN2NCAS | STS2 Chassis 4P, 400V-50Hz, 1600A, Single PRB | 91229 | EACH | 615
SXU1800PDNN0ANN2NCAS | STS2 Chassis 4P, 400V-50Hz, 1800A, Single PRB | 97808 | EACH | 615
SXU1800PDNN0MNN2NCAS | STS2 Chassis 4P, 400V-50Hz, 1800A, Unity Card, Single PRB | 98529 | EACH | 615
SXU1250PDNN2NNN2NCAS | STS2 Chassis 4P, 400V-50Hz, 1250A, Key lock-out Switch | 79826 | EACH | 615
SXU1400PDNN2NNN2NCAS | STS2 Chassis 4P, 400V-50Hz, 1400A, Key lock-out Switch | 85966 | EACH | 615
SXU1600PDNN2NNN2NCAS | STS2 Chassis 4P, 400V-50Hz, 1600A, Key lock-out Switch | 90791 | EACH | 615
SXU1800PDNN2NNN2NCAS | STS2 Chassis 4P, 400V-50Hz, 1800A, Key lock-out Switch | 97370 | EACH | 615
SXU1250PDNN1NNN2NCAS | STS2 Chassis 4P, 400V-50Hz, 1250A, Remote Source Selection | 79826 | EACH | 615
SXU1400PDNN1NNN2NCAS | STS2 Chassis 4P, 400V-50Hz, 1400A, Remote Source Selection | 85966 | EACH | 615
SXU1600PDNN1NNN2NCAS | STS2 Chassis 4P, 400V-50Hz, 1600A, Remote Source Selection | 90791 | EACH | 615
SXU1800PDNN1NNN2NCAS | STS2 Chassis 4P, 400V-50Hz, 1800A, Remote Source Selection | 97370 | EACH | 615
SXU1250PDNN0NAN2NCAS | STS2 Chassis 4P, 400V-50Hz, 1250A, Contact Board | 80264 | EACH | 615
SXU1400PDNN0NAN2NCAS | STS2 Chassis 4P, 400V-50Hz, 1400A, Contact Board | 86405 | EACH | 615
SXU1600PDNN0NAN2NCAS | STS2 Chassis 4P, 400V-50Hz, 1600A, Contact Board | 91229 | EACH | 615
SXU1800PDNN0NAN2NCAS | STS2 Chassis 4P, 400V-50Hz, 1800A, Contact Board | 97808 | EACH | 615
SXU1250PDNN0NNN2NCAW | STS2 Chassis 4P, 400V-50Hz, 1250A, Seaworthy Packaging | 80615 | EACH | 615
SXU1400PDNN0NNN2NCAW | STS2 Chassis 4P, 400V-50Hz, 1400A, Seaworthy Packaging | 86756 | EACH | 615
SXU1600PDNN0NNN2NCAW | STS2 Chassis 4P, 400V-50Hz, 1600A, Seaworthy Packaging | 91580 | EACH | 615
SXU1800PDNN0NNN2NCAW | STS2 Chassis 4P, 400V-50Hz, 1800A, Seaworthy Packaging | 98159 | EACH | 615
REUAS64AAA00 | RXA 250A 84P Smissline - No Monitoring | 11231 | EACH | 659
REUAS6GAAA00 | RXA 250A 84P Smissline - with DPM Monitoring and Comm. Card (see note 6) | 21328 | EACH | 659
REUAS6HAAA00 | RXA 250A 84P Smissline - with DPM Monitoring and x2 Comm. Cards (see note 6) | 21631 | EACH | 659
REUAS64BAA00 | RXA 250A 84P Smissline - No Monitoring, with TVSS | 13218 | EACH | 659
REUAS6GBAA00 | RXA 250A 84P Smissline - with DPM Monitoring and Comm. Card and TVSS (see note 6) | 23314 | EACH | 659
REUAS24AAA00 | RXA 400A 84P Smissline - No Monitoring | 13487 | EACH | 659
REUAS2GAAA00 | RXA 400A 84P Smissline - with DPM Monitoring and Comm. Card (see note 6) | 23896 | EACH | 659
REUAS2HAAA00 | RXA 400A 84P Smissline - with DPM Monitoring and x2 Comm. Cards (see note 6) | 24202 | EACH | 659
REUAS24BAA00 | RXA 400A 84P Smissline - No Monitoring, with TVSS | 14597 | EACH | 659
REUAS2GBAA00 | RXA 400A 84P Smissline - with DPM Monitoring and Comm. Card and TVSS (see note 6) | 25009 | EACH | 659
REUAS64ABA00 | RXA 250A 84P Smissline - No Monitoring, with Bottom Cable Entry Kit | 11859 | EACH | 659
REUAS6GABA00 | RXA 250A 84P Smissline - with DPM Monitoring and Comm. Card, with Bottom Cable Entry Kit | 21959 | EACH | 659
APMP05A0001AA00 | APM Plus 50kW installed, No redundancy, 250kW max maint. switch | 24198 | EACH | 678
APMP10A0001AA00 | APM Plus 100kW installed, No redundancy, 250kW max maint. switch | 36180 | EACH | 678
APMP15A0001AA00 | APM Plus 150kW installed, No redundancy, 250kW max maint. switch | 48161 | EACH | 678
APMP20A0001AA00 | APM Plus 200kW installed, No redundancy, 250kW max maint. switch | 60143 | EACH | 678
APMP25A0001AA00 | APM Plus 250kW installed, No redundancy, 250kW max maint. switch | 72124 | EACH | 678
APMP05A1001AA00 | APM Plus 50kW installed, +50kW redundant, 250kW max maint. switch | 36180 | EACH | 678
APMP10A1001AA00 | APM Plus 100kW installed, +50kW redundant, 250kW max maint. switch | 48161 | EACH | 678
APMP15A1001AA00 | APM Plus 150kW installed, +50kW redundant, 250kW max maint. switch | 60143 | EACH | 678
APMP20A1001AA00 | APM Plus 200kW installed, +50kW redundant, 250kW max maint. switch | 72124 | EACH | 678
APMP05B0001AA00 | APM Plus 50kW installed, No redundancy, 250kW max, full switch | 26317 | EACH | 678
APMP10B0001AA00 | APM Plus 100kW installed, No redundancy, 250kW max, full switch | 38298 | EACH | 678
APMP15B0001AA00 | APM Plus 150kW installed, No redundancy, 250kW max, full switch | 50280 | EACH | 678
APMP20B0001AA00 | APM Plus 200kW installed, No redundancy, 250kW max, full switch | 62261 | EACH | 678
APMP25B0001AA00 | APM Plus 250kW installed, No redundancy, 250kW max, full switch | 74243 | EACH | 678
APMP05A0011AA00 | APM Plus 50kW installed, No redundancy, 250kW max, with IP21 | 25328 | EACH | 678
APMP10A0011AA00 | APM Plus 100kW installed, No redundancy, 250kW max, with IP21 | 37309 | EACH | 678
APMP15A0011AA00 | APM Plus 150kW installed, No redundancy, 250kW max, with IP21 | 49291 | EACH | 678
APMP20A0011AA00 | APM Plus 200kW installed, No redundancy, 250kW max, with IP21 | 61272 | EACH | 678
APMP25A0011AA00 | APM Plus 250kW installed, No redundancy, 250kW max, with IP21 | 73254 | EACH | 678
APMP05A0021AA00 | APM Plus 50kW installed, No redundancy, 250kW max, with IP31 | 26051 | EACH | 678
APMP10A0021AA00 | APM Plus 100kW installed, No redundancy, 250kW max, with IP31 | 38032 | EACH | 678
APMP15A0021AA00 | APM Plus 150kW installed, No redundancy, 250kW max, with IP31 | 50014 | EACH | 678
APMP20A0021AA00 | APM Plus 200kW installed, No redundancy, 250kW max, with IP31 | 61995 | EACH | 678
APMP25A0021AA00 | APM Plus 250kW installed, No redundancy, 250kW max, with IP31 | 73977 | EACH | 678
APMP05A0001BA00 | APM Plus 50kW installed, No redundancy, 250kW max, with backfeed | 32745 | EACH | 678
APMP10A0001BA00 | APM Plus 100kW installed, No redundancy, 250kW max, with backfeed | 44726 | EACH | 678
APMP15A0001BA00 | APM Plus 150kW installed, No redundancy, 250kW max, with backfeed | 56707 | EACH | 678
APMP20A0001BA00 | APM Plus 200kW installed, No redundancy, 250kW max, with backfeed | 68689 | EACH | 678
APMP25A0001BA00 | APM Plus 250kW installed, No redundancy, 250kW max, with backfeed | 80670 | EACH | 678
APMP05A0001CA00 | APM Plus 50kW installed, No redundancy, 250kW max, with withstand | 27329 | EACH | 678
APMP10A0001CA00 | APM Plus 100kW installed, No redundancy, 250kW max, with withstand | 39311 | EACH | 678
APMP15A0001CA00 | APM Plus 150kW installed, No redundancy, 250kW max, with withstand | 51292 | EACH | 678
APMP20A0001CA00 | APM Plus 200kW installed, No redundancy, 250kW max, with withstand | 63274 | EACH | 678
APMP25A0001CA00 | APM Plus 250kW installed, No redundancy, 250kW max, with withstand | 75255 | EACH | 678
APMP05A0001AB00 | APM Plus 50kW installed, No redundancy, 250kW max, with top-fan | 27603 | EACH | 678
APMP10A0001AB00 | APM Plus 100kW installed, No redundancy, 250kW max, with top-fan | 39584 | EACH | 678
APMP15A0001AB00 | APM Plus 150kW installed, No redundancy, 250kW max, with top-fan | 51566 | EACH | 678
APMP20A0001AB00 | APM Plus 200kW installed, No redundancy, 250kW max, with top-fan | 63547 | EACH | 678
APMP25A0001AB00 | APM Plus 250kW installed, No redundancy, 250kW max, with top-fan | 75529 | EACH | 678
APMP05A0001AC00 | APM Plus 50kW installed, No redundancy, 250kW max, with TCE | 30381 | EACH | 678
APMP10A0001AC00 | APM Plus 100kW installed, No redundancy, 250kW max, with TCE | 42363 | EACH | 678
APMP15A0001AC00 | APM Plus 150kW installed, No redundancy, 250kW max, with TCE | 54344 | EACH | 678
APMP20A0001AC00 | APM Plus 200kW installed, No redundancy, 250kW max, with TCE | 66326 | EACH | 678
APMP25A0001AC00 | APM Plus 250kW installed, No redundancy, 250kW max, with TCE | 78307 | EACH | 678
APMP05A0001AA01 | APM Plus 50kW installed, No redundancy, 250kW max, with seaworthy | 25558 | EACH | 678
APMP10A0001AA01 | APM Plus 100kW installed, No redundancy, 250kW max, with seaworthy | 37539 | EACH | 678
APMP15A0001AA01 | APM Plus 150kW installed, No redundancy, 250kW max, with seaworthy | 49521 | EACH | 678
APMP20A0001AA01 | APM Plus 200kW installed, No redundancy, 250kW max, with seaworthy | 61502 | EACH | 678
APMP25A0001AA01 | APM Plus 250kW installed, No redundancy, 250kW max, with seaworthy | 73484 | EACH | 678
APMP05C0001AA00 | APM Plus 50kW installed, No redundancy, 500kW max no switch | 30057 | EACH | 678
APMP10C0001AA00 | APM Plus 100kW installed, No redundancy, 500kW max no switch | 42038 | EACH | 678
APMP15C0001AA00 | APM Plus 150kW installed, No redundancy, 500kW max no switch | 54020 | EACH | 678
APMP20C0001AA00 | APM Plus 200kW installed, No redundancy, 500kW max no switch | 66001 | EACH | 678
APMP25C0001AA00 | APM Plus 250kW installed, No redundancy, 500kW max no switch | 77983 | EACH | 678
APMP30C0001AA00 | APM Plus 300kW installed, No redundancy, 500kW max no switch | 89964 | EACH | 678
APMP35C0001AA00 | APM Plus 350kW installed, No redundancy, 500kW max no switch | 101946 | EACH | 678
APMP40C0001AA00 | APM Plus 400kW installed, No redundancy, 500kW max no switch | 113927 | EACH | 678
APMP45C0001AA00 | APM Plus 450kW installed, No redundancy, 500kW max no switch | 125909 | EACH | 678
APMP50C0001AA00 | APM Plus 500kW installed, No redundancy, 500kW max no switch | 137890 | EACH | 678
APMP05C1001AA00 | APM Plus 50kW installed, +50kW redundant, 500kW max no switch | 42038 | EACH | 678
APMP10C1001AA00 | APM Plus 100kW installed, +50kW redundant, 500kW max no switch | 54020 | EACH | 678
APMP15C1001AA00 | APM Plus 150kW installed, +50kW redundant, 500kW max no switch | 66001 | EACH | 678
APMP20C1001AA00 | APM Plus 200kW installed, +50kW redundant, 500kW max no switch | 77983 | EACH | 678
APMP25C1001AA00 | APM Plus 250kW installed, +50kW redundant, 500kW max no switch | 89964 | EACH | 678
APMP30C1001AA00 | APM Plus 300kW installed, +50kW redundant, 500kW max no switch | 101946 | EACH | 678
APMP35C1001AA00 | APM Plus 350kW installed, +50kW redundant, 500kW max no switch | 113927 | EACH | 678
APMP40C1001AA00 | APM Plus 400kW installed, +50kW redundant, 500kW max no switch | 125909 | EACH | 678
APMP45C1001AA00 | APM Plus 450kW installed, +50kW redundant, 500kW max no switch | 137890 | EACH | 678
APMP05E0001AA00 | APM Plus 50kW installed, No redundancy, 500kW max, full switch | 43648 | EACH | 678
APMP10E0001AA00 | APM Plus 100kW installed, No redundancy, 500kW max, full switch | 55630 | EACH | 678
APMP15E0001AA00 | APM Plus 150kW installed, No redundancy, 500kW max, full switch | 67611 | EACH | 678
APMP20E0001AA00 | APM Plus 200kW installed, No redundancy, 500kW max, full switch | 79593 | EACH | 678
APMP25E0001AA00 | APM Plus 250kW installed, No redundancy, 500kW max, full switch | 91574 | EACH | 678
APMP30E0001AA00 | APM Plus 300kW installed, No redundancy, 500kW max, full switch | 103555 | EACH | 678
APMP35E0001AA00 | APM Plus 350kW installed, No redundancy, 500kW max, full switch | 115537 | EACH | 678
APMP40E0001AA00 | APM Plus 400kW installed, No redundancy, 500kW max, full switch | 127518 | EACH | 678
APMP45E0001AA00 | APM Plus 450kW installed, No redundancy, 500kW max, full switch | 139500 | EACH | 678
APMP50E0001AA00 | APM Plus 500kW installed, No redundancy, 500kW max, full switch | 151481 | EACH | 678
APMP05C0001DA00 | APM Plus 50kW installed, No redundancy, 500kW max no switch, w/ withstand | 35768 | EACH | 678
APMP10C0001DA00 | APM Plus 100kW installed, No redundancy, 500kW max no switch, w/ withstand | 47750 | EACH | 678
APMP15C0001DA00 | APM Plus 150kW installed, No redundancy, 500kW max no switch, w/ withstand | 59731 | EACH | 678
APMP20C0001DA00 | APM Plus 200kW installed, No redundancy, 500kW max no switch, w/ withstand | 71712 | EACH | 678
APMP25C0001DA00 | APM Plus 250kW installed, No redundancy, 500kW max no switch, w/ withstand | 83694 | EACH | 678
APMP30C0001DA00 | APM Plus 300kW installed, No redundancy, 500kW max no switch, w/ withstand | 95675 | EACH | 678
APMP35C0001DA00 | APM Plus 350kW installed, No redundancy, 500kW max no switch, w/ withstand | 107657 | EACH | 678
APMP40C0001DA00 | APM Plus 400kW installed, No redundancy, 500kW max no switch, w/ withstand | 119638 | EACH | 678
APMP45C0001DA00 | APM Plus 450kW installed, No redundancy, 500kW max no switch, w/ withstand | 131620 | EACH | 678
APMP50C0001DA00 | APM Plus 500kW installed, No redundancy, 500kW max no switch, w/ withstand | 143601 | EACH | 678
APMP05C0001AA01 | APM Plus 50kW installed, No redundancy, 500kW max no switch, w/ seaworthy | 31507 | EACH | 678
APMP10C0001AA01 | APM Plus 100kW installed, No redundancy, 500kW max no switch, w/ seaworthy | 43488 | EACH | 678
APMP15C0001AA01 | APM Plus 150kW installed, No redundancy, 500kW max no switch, w/ seaworthy | 55470 | EACH | 678
APMP20C0001AA01 | APM Plus 200kW installed, No redundancy, 500kW max no switch, w/ seaworthy | 67451 | EACH | 678
APMP25C0001AA01 | APM Plus 250kW installed, No redundancy, 500kW max no switch, w/ seaworthy | 79433 | EACH | 678
APMP30C0001AA01 | APM Plus 300kW installed, No redundancy, 500kW max no switch, w/ seaworthy | 91414 | EACH | 678
APMP35C0001AA01 | APM Plus 350kW installed, No redundancy, 500kW max no switch, w/ seaworthy | 103396 | EACH | 678
APMP40C0001AA01 | APM Plus 400kW installed, No redundancy, 500kW max no switch, w/ seaworthy | 115377 | EACH | 678
APMP45C0001AA01 | APM Plus 450kW installed, No redundancy, 500kW max no switch, w/ seaworthy | 127359 | EACH | 678
APMP50C0001AA01 | APM Plus 500kW installed, No redundancy, 500kW max no switch, w/ seaworthy | 139340 | EACH | 678
APMP50KWMOD | 50kW 3U power module for APM Plus | 11982 | EACH | 678
APMZ3004AAAA000 | APM2 30kVA installed, No redundancy, Maint SW, No internal batteries, Made in China | 29450 | EACH | 681
APMZ6004AAAA000 | APM2 60kVA installed, No redundancy, Maint SW, No internal batteries, Made in China | 38418 | EACH | 681
APMZ9004AAAA000 | APM2 90kVA installed, No redundancy, Maint SW, No internal batteries, Made in China | 47387 | EACH | 681
APMZ1204AAAA000 | APM2 120kVA installed, No redundancy, Maint SW, No internal batteries, Made in China | 56355 | EACH | 681
APMZ3004EAAA000 | APM2 30kVA installed, No redundancy, Maint SW, Internal Batt, 4 Strings VRLA, Made in China | 38334 | EACH | 681
APMZ6004EAAA000 | APM2 60kVA installed, No redundancy, Maint SW, Internal Batt, 4 Strings VRLA, Made in China | 47303 | EACH | 681
APMZ9004EAAA000 | APM2 90kVA installed, No redundancy, Maint SW, Internal Batt, 4 Strings VRLA, Made in China | 56271 | EACH | 681
APMZ1204EAAA000 | APM2 120kVA installed, No redundancy, Maint SW, Internal Batt, 4 Strings VRLA, Made in China | 65240 | EACH | 681
APMZ3004AAHA000 | APM2 30kVA installed, No redundancy, Maint SW, No internal batteries, with withstand 65kA, Made in China | 47461 | EACH | 681
APMZ6004AAHA000 | APM2 60kVA installed, No redundancy, Maint SW, No internal batteries, with withstand 65kA, Made in China | 56429 | EACH | 681
APMZ9004AAHA000 | APM2 90kVA installed, No redundancy, Maint SW, No internal batteries, with withstand 65kA, Made in China | 65397 | EACH | 681
APMZ1204AAHA000 | APM2 120kVA installed, No redundancy, Maint SW, No internal batteries, with withstand 65kA, Made in China | 74366 | EACH | 681
APMZ3004AAAC000 | APM2 30kVA installed, No redundancy, Maint SW, No internal batteries, with top fan kit, Made in China | 30859 | EACH | 681
APMZ6004AAAC000 | APM2 60kVA installed, No redundancy, Maint SW, No internal batteries, with top fan kit, Made in China | 39827 | EACH | 681
APMZ9004AAAC000 | APM2 90kVA installed, No redundancy, Maint SW, No internal batteries, with top fan kit, Made in China | 48796 | EACH | 681
APMZ1204AAAC000 | APM2 120kVA installed, No redundancy, Maint SW, No internal batteries, with top fan kit, Made in China | 57764 | EACH | 681
APMZ3001AAAA000 | APM2 30kVA installed compact , No redundancy, Maint SW, Made in China | 13574 | EACH | 681
APMZ6001AAAA000 | APM2 60kVA installed compact , No redundancy, Maint SW, No internal Batt, Made in China | 22543 | EACH | 681
APMZ9001AAAA000 | APM2 90kVA installed compact , No redundancy, Maint SW, No internal Batt, Made in China | 31512 | EACH | 681
APMZ1201AAAA000 | APM2 120kVA installed compact , No redundancy, Maint SW, No internal Batt, Made in China | 40480 | EACH | 681
APMZ3001AACA000 | APM2 30kVA installed compact , No redundancy, Maint SW, No internal Batt, with withstand 65kA, Made in China | 24135 | EACH | 681
APMZ6001AACA000 | APM2 60kVA installed compact , No redundancy, Maint SW, No internal Batt, with withstand 65kA, Made in China | 33102 | EACH | 681
APMZ9001AACA000 | APM2 90kVA installed compact , No redundancy, Maint SW, No internal Batt, with withstand 65kA, Made in China | 42071 | EACH | 681
APMZ1201AACA000 | APM2 120kVA installed compact , No redundancy, Maint SW, No internal Batt, with withstand 65kA, Made in China | 51040 | EACH | 681
APMZ3001AAAB000 | APM2 30kVA installed compact , No redundancy, Maint SW, No internal Batt, with top fan kit, Made in China | 15812 | EACH | 681
APMZ6001AAAB000 | APM2 60kVA installed compact , No redundancy, Maint SW, No internal Batt, with top fan kit, Made in China | 24781 | EACH | 681
APMZ9001AAAB000 | APM2 90kVA installed compact , No redundancy, Maint SW, No internal Batt, with top fan kit, Made in China | 33749 | EACH | 681
APMZ1201AAAB000 | APM2 120kVA installed compact , No redundancy, Maint SW, No internal Batt, with top fan kit, Made in China | 42718 | EACH | 681
APMZ3004ABAA000 | APM2 30kVA installed, No redundancy, Maint SW, No internal batteries, IP21, Made in China | 30692 | EACH | 681
APMZ6004ABAA000 | APM2 60kVA installed, No redundancy, Maint SW, No internal batteries, IP21, Made in China | 39660 | EACH | 681
APMZ9004ABAA000 | APM2 90kVA installed, No redundancy, Maint SW, No internal batteries, IP21, Made in China | 48629 | EACH | 681
APMZ1204ABAA000 | APM2 120kVA installed, No redundancy, Maint SW, No internal batteries, IP21, Made in China | 57597 | EACH | 681
APMZ3004EGAA000 | APM2 30kVA installed, No redundancy, Maint SW, Internal Batt, 4 Strings VRLA, IP21 Made in China | 39576 | EACH | 681
APMZ6004EGAA000 | APM2 60kVA installed, No redundancy, Maint SW, Internal Batt, 4 Strings VRLA, IP21, Made in China | 48545 | EACH | 681
APMZ9004EGAA000 | APM2 90kVA installed, No redundancy, Maint SW, Internal Batt, 4 Strings VRLA, IP21, Made in China | 57513 | EACH | 681
APMZ1204EGAA000 | APM2 120kVA installed, No redundancy, Maint SW, Internal Batt, 4 Strings VRLA, IP21, Made in China | 66482 | EACH | 681
APMZ3004AAAG000 | APM2 30kVA installed, No redundancy, Maint SW, No internal batteries, with top-cable entry, Made in China | 30938 | EACH | 681
APMZ6004AAAG000 | APM2 60kVA installed, No redundancy, Maint SW, No internal batteries, with top-cable entry, Made in China | 39906 | EACH | 681
APMZ9004AAAG000 | APM2 90kVA installed, No redundancy, Maint SW, No internal batteries, with top-cable entry, Made in China | 48875 | EACH | 681
APMZ1204AAAG000 | APM2 120kVA installed, No redundancy, Maint SW, No internal batteries, with top-cable entry, Made in China | 57843 | EACH | 681
APMZ3004EAAG000 | APM2 30kVA installed, No redundancy, Maint SW, Internal Batt, 4 Strings VRLA, Made in China | 40026 | EACH | 681
APMZ6004EAAG000 | APM2 60kVA installed, No redundancy, Maint SW, Internal Batt, 4 Strings VRLA, Made in China | 48995 | EACH | 681
APMZ9004EAAG000 | APM2 90kVA installed, No redundancy, Maint SW, Internal Batt, 4 Strings VRLA, Made in China | 57963 | EACH | 681
APMZ1204EAAG000 | APM2 120kVA installed, No redundancy, Maint SW, Internal Batt, 4 Strings VRLA, Made in China | 66932 | EACH | 681
02313502 | APM2 30k power module (with packaging) | 8969 | EACH | 681
APMZ610AAAA0000 | APM2 60kVA installed, No redundancy, Bottom cable entry 300kVA max No switch, Made in China | 47776 | EACH | 681
APMZ130AAAA0000 | APM2 120kVA installed, No redundancy, Bottom cable entry 300kVA max No switch, Made in China | 61552 | EACH | 681
APMZ180AAAA0000 | APM2 180kVA installed, No redundancy, Bottom cable entry 300kVA max No switch, Made in China | 75328 | EACH | 681
APMZ240AAAA0000 | APM2 240kVA installed, No redundancy, Bottom cable entry 300kVA max No switch, Made in China | 89104 | EACH | 681
APMZ320AAAA0000 | APM2 300kVA installed, No redundancy, Bottom cable entry 300kVA max No switch, Made in China | 102880 | EACH | 681
APMZ610EAAA0000 | APM2 60kVA installed, No redundancy, Bottom cable entry 300kVA max Maint switch, Made in China | 48383 | EACH | 681
APMZ130EAAA0000 | APM2 120kVA installed, No redundancy, Bottom cable entry 300kVA max Maint switch, Made in China | 62158 | EACH | 681
APMZ180EAAA0000 | APM2 180kVA installed, No redundancy, Bottom cable entry 300kVA max Maint switch, Made in China | 75935 | EACH | 681
APMZ240EAAA0000 | APM2 240kVA installed, No redundancy, Bottom cable entry 300kVA max Maint switch, Made in China | 89711 | EACH | 681
APMZ320EAAA0000 | APM2 300kVA installed, No redundancy, Bottom cable entry 300kVA max Maint switch, Made in China | 103487 | EACH | 681
APMZ610CAAA0000 | APM2 60kVA installed, No redundancy, Bottom cable entry 300kVA max Full switch, Made in China | 51434 | EACH | 681
APMZ130CAAA0000 | APM2 120kVA installed, No redundancy, Bottom cable entry 300kVA max Full switch, Made in China | 65210 | EACH | 681
APMZ180CAAA0000 | APM2 180kVA installed, No redundancy, Bottom cable entry 300kVA max Full switch, Made in China | 78986 | EACH | 681
APMZ240CAAA0000 | APM2 240kVA installed, No redundancy, Bottom cable entry 300kVA max Full switch, Made in China | 92762 | EACH | 681
APMZ320CAAA0000 | APM2 300kVA installed, No redundancy, Bottom cable entry 300kVA max Full switch, Made in China | 106538 | EACH | 681
APMZ610AADA0000 | APM2 60kVA installed, No redundancy, Bottom cable entry 300kVA max No switch, with withstand 65kA, Made in China | 49577 | EACH | 681
APMZ130AADA0000 | APM2 120kVA installed, No redundancy, Bottom cable entry 300kVA max No switch, with withstand 65kA, Made in China | 63353 | EACH | 681
APMZ180AADA0000 | APM2 180kVA installed, No redundancy, Bottom cable entry 300kVA max No switch, with withstand 65kA, Made in China | 77128 | EACH | 681
APMZ240AADA0000 | APM2 240kVA installed, No redundancy, Bottom cable entry 300kVA max No switch, with witshtand 65kA, Made in China | 90905 | EACH | 681
APMZ320AADA0000 | APM2 300kVA installed, No redundancy, Bottom cable entry 300kVA max No switch, with withstand 65kA, Made in China | 104681 | EACH | 681
APMZ610AAAB0000 | APM2 60kVA installed, No redundancy, Bottom cable entry 300kVA max No switch, with top fan, Made in China | 50120 | EACH | 681
APMZ130AAAB0000 | APM2 120kVA installed, No redundancy, Bottom cable entry 300kVA max No switch, with top fan, Made in China | 63896 | EACH | 681
APMZ180AAAB0000 | APM2 180kVA installed, No redundancy, Bottom cable entry 300kVA max No switch, with top fan, Made in China | 77672 | EACH | 681
APMZ240AAAB0000 | APM2 240kVA installed, No redundancy, Bottom cable entry 300kVA max No switch, with top fan, Made in China | 91448 | EACH | 681
APMZ320AAAB0000 | APM2 300kVA installed, No redundancy, Bottom cable entry 300kVA max No switch, with top fan, Made in China | 105224 | EACH | 681
APMZ610ABAA0000 | APM2 60kVA installed, No redundancy, Bottom cable entry 300kVA max No switch, IP21, Made in China | 48773 | EACH | 681
APMZ130ABAA0000 | APM2 120kVA installed, No redundancy, Bottom cable entry 300kVA max No switch, IP21, Made in China | 62549 | EACH | 681
APMZ180ABAA0000 | APM2 180kVA installed, No redundancy, Bottom cable entry 300kVA max No switch, IP21, Made in China | 76325 | EACH | 681
APMZ240ABAA0000 | APM2 240kVA installed, No redundancy, Bottom cable entry 300kVA max No switch, IP21, Made in China | 90101 | EACH | 681
APMZ320ABAA0000 | APM2 300kVA installed, No redundancy, Bottom cable entry 300kVA max No switch, IP21, Made in China | 103877 | EACH | 681
APMZ60kWMOD | APM2 60kW power module (with packaging) | 13777 | EACH | 681
APMZ610GAAA0000 | APM2 60kVA installed, No redundancy, 600kVA max No switch, Made in China | 64742 | EACH | 681
APMZ130GAAA0000 | APM2 120kVA installed, No redundancy, 600kVA max No switch, Made in China | 78518 | EACH | 681
APMZ180GAAA0000 | APM2 180kVA installed, No redundancy, 600kVA max No switch, Made in China | 92294 | EACH | 681
APMZ240GAAA0000 | APM2 240kVA installed, No redundancy, 600kVA max No switch, Made in China | 106070 | EACH | 681
APMZ320GAAA0000 | APM2 300kVA installed, No redundancy, 600kVA max No switch, Made in China | 119846 | EACH | 681
APMZ360GAAA0000 | APM2 360kVA installed, No redundancy, 600kVA max No switch, Made in China | 133622 | EACH | 681
APMZ420GAAA0000 | APM2 420kVA installed, No redundancy, 600kVA max No switch, Made in China | 147398 | EACH | 681
APMZ480GAAA0000 | APM2 480kVA installed, No redundancy, 600kVA max No switch, Made in China | 161174 | EACH | 681
APMZ540GAAA0000 | APM2 540kVA installed, No redundancy, 600kVA max No switch, Made in China | 174949 | EACH | 681
APMZ620GAAA0000 | APM2 600kVA installed, No redundancy, 600kVA max No switch, Made in China | 188726 | EACH | 681
APMZ610HAAA0000 | APM2 60kVA installed, No redundancy, 600kVA max Maint switch, Made in China | 68470 | EACH | 681
APMZ130HAAA0000 | APM2 120kVA installed, No redundancy, 600kVA max Maint switch, Made in China | 82246 | EACH | 681
APMZ180HAAA0000 | APM2 180kVA installed, No redundancy, 600kVA max Maint switch, Made in China | 96022 | EACH | 681
APMZ240HAAA0000 | APM2 240kVA installed, No redundancy, 600kVA max Maint switch, Made in China | 109797 | EACH | 681
APMZ320HAAA0000 | APM2 300kVA installed, No redundancy, 600kVA max Maint switch, Made in China | 123574 | EACH | 681
APMZ360HAAA0000 | APM2 360kVA installed, No redundancy, 600kVA max Maint switch, Made in China | 137350 | EACH | 681
APMZ420HAAA0000 | APM2 420kVA installed, No redundancy, 600kVA max Maint switch, Made in China | 151126 | EACH | 681
APMZ480HAAA0000 | APM2 480kVA installed, No redundancy, 600kVA max Maint switch, Made in China | 164901 | EACH | 681
APMZ540HAAA0000 | APM2 540kVA installed, No redundancy, 600kVA max Maint switch, Made in China | 178677 | EACH | 681
APMZ620HAAA0000 | APM2 600kVA installed, No redundancy, 600kVA max Maint switch, Made in China | 192454 | EACH | 681
APMZ610IAAA0000 | APM2 60kVA installed, No redundancy, 600kVA max Full switch, Made in China | 88716 | EACH | 681
APMZ130IAAA0000 | APM2 120kVA installed, No redundancy, 600kVA max Full switch, Made in China | 102492 | EACH | 681
APMZ180IAAA0000 | APM2 180kVA installed, No redundancy, 600kVA max Full switch, Made in China | 116268 | EACH | 681
APMZ240IAAA0000 | APM2 240kVA installed, No redundancy, 600kVA max Full switch, Made in China | 130044 | EACH | 681
APMZ320IAAA0000 | APM2 300kVA installed, No redundancy, 600kVA max Full switch, Made in China | 143820 | EACH | 681
APMZ360IAAA0000 | APM2 360kVA installed, No redundancy, 600kVA max Full switch, Made in China | 157596 | EACH | 681
APMZ420IAAA0000 | APM2 420kVA installed, No redundancy, 600kVA max Full switch, Made in China | 171372 | EACH | 681
APMZ480IAAA0000 | APM2 480kVA installed, No redundancy, 600kVA max Full switch, Made in China | 185148 | EACH | 681
APMZ540IAAA0000 | APM2 540kVA installed, No redundancy, 600kVA max Full switch, Made in China | 198924 | EACH | 681
APMZ620IAAA0000 | APM2 600kVA installed, No redundancy, 600kVA max Full switch, Made in China | 212700 | EACH | 681
APMZ610GAGA0000 | APM2 60kVA installed, No redundancy, 600kVA max No switch, with withstand 65kA, Made in China | 85561 | EACH | 681
APMZ130GAGA0000 | APM2 120kVA installed, No redundancy, 600kVA max No switch, with withstand 65kA, Made in China | 99337 | EACH | 681
APMZ180GAGA0000 | APM2 180kVA installed, No redundancy, 600kVA max No switch, with withstand 65kA, Made in China | 113114 | EACH | 681
APMZ240GAGA0000 | APM2 240kVA installed, No redundancy, 600kVA max No switch, with withstand 65kA, Made in China | 126889 | EACH | 681
APMZ320GAGA0000 | APM2 300kVA installed, No redundancy, 600kVA max No switch, with withstand 65kA, Made in China | 140665 | EACH | 681
APMZ360GAGA0000 | APM2 360kVA installed, No redundancy, 600kVA max No switch, with withstand 65kA, Made in China | 154441 | EACH | 681
APMZ420GAGA0000 | APM2 420kVA installed, No redundancy, 600kVA max No switch, with withstand 65kA, Made in China | 168218 | EACH | 681
APMZ480GAGA0000 | APM2 480kVA installed, No redundancy, 600kVA max No switch, with withstand 65kA, Made in China | 181993 | EACH | 681
APMZ540GAGA0000 | APM2 540kVA installed, No redundancy, 600kVA max No switch, with withstand 65kA, Made in China | 195769 | EACH | 681
APMZ620GAGA0000 | APM2 600kVA installed, No redundancy, 600kVA max No switch, with withstand 65kA, Made in China | 209545 | EACH | 681
APMZ610HAAD0000 | APM2 60kVA installed, No redundancy, 600kVA max with Maint switch, with top fan, Made in China | 68607 | EACH | 681
APMZ130HAAD0000 | APM2 120kVA installed, No redundancy, 600kVA max with Maint switch, with top fan, Made in China | 82382 | EACH | 681
APMZ180HAAD0000 | APM2 180kVA installed, No redundancy, 600kVA max with Maint switch, with top fan, Made in China | 96158 | EACH | 681
APMZ240HAAD0000 | APM2 240kVA installed, No redundancy, 600kVA max with Maint switch, with top fan, Made in China | 109934 | EACH | 681
APMZ320HAAD0000 | APM2 300kVA installed, No redundancy, 600kVA max with Maint switch, with top fan, Made in China | 123711 | EACH | 681
APMZ360HAAD0000 | APM2 360kVA installed, No redundancy, 600kVA max with Maint switch, with top fan, Made in China | 137486 | EACH | 681
APMZ420HAAD0000 | APM2 420kVA installed, No redundancy, 600kVA max with Maint switch, with top fan, Made in China | 151262 | EACH | 681
APMZ480HAAD0000 | APM2 480kVA installed, No redundancy, 600kVA max with Maint switch, with top fan, Made in China | 165038 | EACH | 681
APMZ540HAAD0000 | APM2 540kVA installed, No redundancy, 600kVA max with Maint switch, with top fan, Made in China | 178814 | EACH | 681
APMZ620HAAD0000 | APM2 600kVA installed, No redundancy, 600kVA max with Maint switch, with top fan, Made in China | 192590 | EACH | 681
APMZ610HGAA0000 | APM2 60kVA installed, No redundancy, 600kVA max Maint switch, IP21, Made in China | 69304 | EACH | 681
APMZ130HGAA0000 | APM2 120kVA installed, No redundancy, 600kVA max Maint switch, IP21, Made in China | 83080 | EACH | 681
APMZ180HGAA0000 | APM2 180kVA installed, No redundancy, 600kVA max Maint switch, IP21, Made in China | 96856 | EACH | 681
APMZ240HGAA0000 | APM2 240kVA installed, No redundancy, 600kVA max Maint switch, IP21, Made in China | 110632 | EACH | 681
APMZ320HGAA0000 | APM2 300kVA installed, No redundancy, 600kVA max Maint switch, IP21, Made in China | 124408 | EACH | 681
APMZ360HGAA0000 | APM2 360kVA installed, No redundancy, 600kVA max Maint switch, IP21, Made in China | 138184 | EACH | 681
APMZ420HGAA0000 | APM2 420kVA installed, No redundancy, 600kVA max Maint switch, IP21, Made in China | 151960 | EACH | 681
APMZ480HGAA0000 | APM2 480kVA installed, No redundancy, 600kVA max Maint switch, IP21, Made in China | 165735 | EACH | 681
APMZ540HGAA0000 | APM2 540kVA installed, No redundancy, 600kVA max Maint switch, IP21, Made in China | 179512 | EACH | 681
APMZ620HGAA0000 | APM2 600kVA installed, No redundancy, 600kVA max Maint switch, IP21, Made in China | 193288 | EACH | 681
APMZ60kWMOD | 60kW 3U power module for APM2 | 13777 | EACH | 681
VB60A1BBBY30000 | BATTERY CAB 10 MIN - 10Y: 32x25Ah TYPE A3 - 3 WIRES | 6725 | EACH | 682
VB60A1DBBY30000 | BATTERY CAB 10 MIN - 10Y: 40x25Ah TYPE A3 - 3 WIRES (see note 5) | 7898 | EACH | 682
VB20A4BAAC30000 | BATTERY CAB 10 MIN - 5Y: 4x32x9Ah TYPE A3 - 3 WIRES | 6381 | EACH | 682
VB60A4BAAC30000 | BATTERY CAB 10 MIN - 10Y: 4x32x9Ah TYPE A3 - 3 WIRES | 6415 | EACH | 682
VB60A1BCAL30000 | BATTERY CAB 10 MIN - 10Y: 32x35Ah TYPE A3 - 3 WIRES | 5810 | EACH | 682
VB60A1DCAL30000 | BATTERY CAB 10 MIN - 10Y: 40x35Ah TYPE A3 - 3 WIRES | 7073 | EACH | 682
VB60A1DDAL30000 | BATTERY CAB 10 MIN -10Y: 40X55AH TYPE A3 - 3 WIRES | 9105 | EACH | 682
VB60K1DEAL30000 | BATTERY CAB 10 MIN -10Y: 40X82AH TYPE K - 3 WIRES (ex 75Ah) | 14582 | EACH | 682
VB10A0ZZZZ30000 | EMPTY BATTERY CABINET TYPE A3 - 3 WIRES | 1767 | EACH | 682
VB10K0ZZZZ30000 | EMPTY BATTERY CABINET TYPE K - 3 WIRES | 4157 | EACH | 682
VB10I0ZZZZ30000 | EMPTY BATTERY CABINET TYPE I - 3 WIRES | 4680 | EACH | 682
VB60A1BBBY35000 | BATTERY CAB 5 MIN-10Y:32x25Ah-TYPE-A3-3 WIRES | 6725 | EACH | 682
VB60A1DBBY35000 | BATTERY CAB 5MIN-10Y:40x25Ah-TYPE-A3-3 WIRES | 7898 | EACH | 682
VB20A4BAAC35000 | BATTERY CAB 5MIN-5Y:4x32x9Ah-TYPE-A3-3 WIRES | 6381 | EACH | 682
VB60A4BAAC35000 | BATTERY CAB 5 MIN-10Y:4x32x9Ah-TYPE-A3-3 WIRES | 6415 | EACH | 682
VB60A1BCAL35000 | BATTERY CAB 5 MIN-10Y:32x35Ah-TYPE-A3-3 WIRES | 5810 | EACH | 682
VB60A1DCAL35000 | BATTERY CAB 5 MIN-10Y:40x35Ah-TYPE-A3-3 WIRES | 7073 | EACH | 682
VB60A1DDAL35000 | BATTERY CAB 5 MIN-10Y:40X55AH-TYPE-A3-3 WIRES | 9105 | EACH | 682
VB60K1DEAL35000 | BATTERY CAB 5 MIN-10Y:40x82AH-TYPE-K-3 WIRES | 14582 | EACH | 682
VB60F1GHBF30000 | BATT CAB 10 MIN-10Y:34x70Ah FIAMM-3 WIRE | 17408 | EACH | 682
VB60F1GHBF31500 | BATT CAB 15 MIN-10Y:34x70Ah FIAMM-3 WIRE | 17075 | EACH | 682
VB60F1GEBF30000 | BATT CAB 10 MIN-10Y:34x80Ah FIAMM-3 WIRE | 18182 | EACH | 682
VB60F1GEBF31500 | BATT CAB 15 MIN-10Y:34x80Ah FIAMM-3 WIRE | 17848 | EACH | 682
00B46158PEXS4 | Parallel Cable (4m) for EXS and ITA2 10-20kVA | 118 | EACH | 616
04113083 | Parallel Cable (10m, max 2 units) with ferrite | 217 | EACH | 616
04112519 | Dual Bus Cable (1m) for EXS 10-20kVA and ITA2 10-40kVA | 101 | EACH | 616
10B14834GPK1 | KIT BATTERY INSTALLATION FOR 1x32x9Ah | 551 | EACH | 616
10B14834GPK2 | KIT BATTERY INSTALLATION FOR 2x32x9Ah | 1098 | EACH | 616
10B14834GPK3 | KIT BATTERY INSTALLATION FOR 3x32x9Ah | 1648 | EACH | 616
10B14834GPK4 | KIT BATTERY INSTALLATION FOR 4x32x9Ah | 2198 | EACH | 616
WTEXS-X | FACTORY WITNESS TEST WITH CUSTOMER (see note 2) | 3224 | EACH | 6WT
10H63289KE | Single-phase output copper link for EXS 10-20kVA | 110 | EACH | 616
SU56731AB000AA0 | REMOTE ALARM UNIT R.A.U. (add requested cable), (requires IS:RELAY card option) | 1042 | EACH | 616
10B46212P1D12-U | REMOTE ALARM UNIT CABLE (price for each meter) | 24 | EACH | 616
0411A440 | LBS 15m | 326 | EACH | 616
10H32479P01 | Battery temperature compensation kit for EXS-EXM2-APM Plus-APM2 | 321 | EACH | 616
VB60A1BBBY30000 | BATTERY CAB 10 MIN - 10Y: 32x25Ah TYPE A3 - 3 WIRES | 6725 | EACH | 682
VB60A1DBBY30000 | BATTERY CAB 10 MIN - 10Y: 40x25Ah TYPE A3 - 3 WIRES (see note 5) | 7898 | EACH | 682
VB60A1BCAL30000 | BATTERY CAB 10 MIN - 10Y: 32x35Ah TYPE A3 - 3 WIRES | 5810 | EACH | 682
VB60A1DCAL30000 | BATTERY CAB 10 MIN - 10Y: 40x35Ah TYPE A3 - 3 WIRES | 7073 | EACH | 682
VB60A1DDAL30000 | BATTERY CAB 10 MIN -10Y: 40X55AH TYPE A3 - 3 WIRES | 9105 | EACH | 682
VB20A4BAAC30000 | BATTERY CAB 10 MIN - 5Y: 4x32x9Ah TYPE A3 - 3 WIRES | 6381 | EACH | 682
VB60A4BAAC30000 | BATTERY CAB 10 MIN - 10Y: 4x32x9Ah TYPE A3 - 3 WIRES | 6415 | EACH | 682
VB60K1DEAL30000 | BATTERY CAB 10 MIN -10Y: 40X82AH TYPE K - 3 WIRES (ex 75Ah) | 14582 | EACH | 682
VB10A0ZZZZ30000 | EMPTY BATTERY CABINET TYPE A3 - 3 WIRES | 1767 | EACH | 682
VB10K0ZZZZ30000 | EMPTY BATTERY CABINET TYPE K - 3 WIRES | 4157 | EACH | 682
VB10I0ZZZZ30000 | EMPTY BATTERY CABINET TYPE I - 3 WIRES | 4680 | EACH | 682
VB60A1BBBY35000 | BATTERY CAB 5 MIN-10Y:32x25Ah-TYPE-A3-3 WIRES | 6725 | EACH | 682
VB60A1DBBY35000 | BATTERY CAB 5MIN-10Y:40x25Ah-TYPE-A3-3 WIRES | 7898 | EACH | 682
VB60A1BCAL35000 | BATTERY CAB 5 MIN-10Y:32x35Ah-TYPE-A3-3 WIRES | 5810 | EACH | 682
VB60A1DCAL35000 | BATTERY CAB 5 MIN-10Y:40x35Ah-TYPE-A3-3 WIRES | 7073 | EACH | 682
VB60A1DDAL35000 | BATTERY CAB 5 MIN-10Y:40X55AH-TYPE-A3-3 WIRES | 9105 | EACH | 682
VB20A4BAAC35000 | BATTERY CAB 5MIN-5Y:4x32x9Ah-TYPE-A3-3 WIRES | 6381 | EACH | 682
VB60A4BAAC35000 | BATTERY CAB 5 MIN-10Y:4x32x9Ah-TYPE-A3-3 WIRES | 6415 | EACH | 682
VB60K1DEAL35000 | BATTERY CAB 5 MIN-10Y:40x82AH-TYPE-K-3 WIRES | 14582 | EACH | 682
VB60F1GHBF30000 | BATT CAB 10 MIN-10Y:34x70Ah FIAMM-3 WIRE | 17408 | EACH | 682
VB60F1GHBF31500 | BATT CAB 15 MIN-10Y:34x70Ah FIAMM-3 WIRE | 17075 | EACH | 682
VB60F1GEBF30000 | BATT CAB 10 MIN-10Y:34x80Ah FIAMM-3 WIRE | 18182 | EACH | 682
VB60F1GEBF31500 | BATT CAB 15 MIN-10Y:34x80Ah FIAMM-3 WIRE | 17848 | EACH | 682
LIBTP80V25 | Vision V25 LIB Cabinet - 8 Mod x 50Ah - UL9540A | 29229 | EACH | 677
LIBTP80V25S | Vision V25 LIB Cabinet - 8 Mod x 50Ah - Master BMS - UL9540A | 31257 | EACH | 677
LIBTP100V25 | Vision V25 LIB Cabinet - 10 Mod x 50Ah - UL9540A | 34503 | EACH | 677
LIBTP100V25S | Vision V25 LIB Cabinet - 10 Mod x 50Ah - Master BMS - UL9540A | 36532 | EACH | 677
LIBTP160V25 | Vision V25 LIB Cabinet - 8 Mod x 100Ah - UL9540A | 54951 | EACH | 677
LIBTP160V25S | Vision V25 LIB Cabinet - 8 Mod x 100Ah - Master BMS - UL9540A | 56978 | EACH | 677
LIBTP200V25 | Vision V25 LIB Cabinet - 10 Mod x 100Ah - UL9540A | 65498 | EACH | 677
LIBTP200V25S | Vision V25 LIB Cabinet - 10 Mod x 100Ah - Master BMS - UL9540A | 67527 | EACH | 677
LIBTP200V25-FM | Vision V25 LIB Cabinet - 10 Mod x 100Ah - UL9540A- Fire Module | 71511 | EACH | 677
LIBTP200V25S-FM | Vision V25 LIB Cabinet - 10 Mod x 100Ah - Master BMS - UL9540A- Fire Module | 73540 | EACH | 677
LIBTPFIEXTR | Fire system | 6013 | EACH | 677
04113255 | Liebert EXS 30-40-60-80kVA parallel or Dual Bus cable (5m) | 180 | EACH | 616
04113256 | Liebert EXS 30-40-60-80kVA parallel or Dual Bus cable (10m) | 263 | EACH | 616
04113257 | Liebert EXS 30-40-60-80kVA parallel or Dual Bus cable (15m) | 314 | EACH | 616
APM050MLBSKIT | LBS EXTENDER KIT - 50m for EXM2-APM Plus-APM2 | 3437 | EACH | 616
AMP150MLBSKIT | LBS EXTENDER KIT - 150m for EXM2-APM Plus-APM2 | 3689 | EACH | 616
10H46746PC348 | DUST FILTER KIT for EXS 30-40kVA | 259 | EACH | 616
10B14842GPK1 | BATTERY SHELF KIT FOR 4x32x9Ah INTERNAL BATTERY for EXS 30-40kVA | 1832 | EACH | 616
10B14842GPK2 | BATTERY SHELF KIT FOR 32x35Ah INTERNAL BATTERY for EXS 30-40kVA | 1146 | EACH | 616
10B14842GPK4 | BATTERY SHELF KIT FOR 4x40x9Ah INTERNAL BATTERY for EXS 30-40kVA | 1941 | EACH | 616
02312304 | 160A 3-poles BCB Box | 2610 | EACH | 616
WTEXS-X | FACTORY WITNESS TEST WITH CUSTOMER (see note 2) | 3224 | EACH | 6WT
SU56731AB000AA0 | REMOTE ALARM UNIT R.A.U. (add requested cable), (requires IS:RELAY card option) | 1042 | EACH | 616
10B46212P1D12-U | REMOTE ALARM UNIT CABLE (price for each meter) | 24 | EACH | 616
10H32479P01 | Battery temperature compensation kit for EXS-EXM2-APM Plus-APM2 | 321 | EACH | 616
02312305 | Battery Ground Fault kit EXS (see note 8) | 2720 | EACH | 616
VB20A4BAAC30000 | BATTERY CAB 10 MIN- 5Y: 4x32x9Ah TYPE A3 - 3 WIRES | 6381 | EACH | 682
VB60A4BAAC30000 | BATTERY CAB 10 MIN - 10Y: 4x32x9Ah TYPE A3 - 3 WIRES | 6415 | EACH | 682
VB60A1BCAL30000 | BATTERY CAB 10 MIN - 10Y: 32x35Ah TYPE A3 - 3 WIRES | 5810 | EACH | 682
VB60A1DCAL30000 | BATTERY CAB 10 MIN - 10Y: 40x35Ah TYPE A3 - 3 WIRES | 7073 | EACH | 682
VB60A1DDAL30000 | BATTERY CAB 10 MIN -10Y: 40X55AH TYPE A3 - 3 WIRES | 9105 | EACH | 682
VB60K1DEAL30000 | BATTERY CAB 10 MIN -10Y: 40X82AH TYPE K - 3 WIRES (ex 75Ah) | 14582 | EACH | 682
VB10A0ZZZZ30000 | EMPTY BATTERY CABINET TYPE A3 - 3 WIRES | 1767 | EACH | 682
VB10K0ZZZZ30000 | EMPTY BATTERY CABINET TYPE K - 3 WIRES | 4157 | EACH | 682
VB10I0ZZZZ30000 | EMPTY BATTERY CABINET TYPE I - 3 WIRES | 4680 | EACH | 682
VB20A4BAAC35000 | BATTERY CAB 5MIN-5Y:4x32x9Ah-TYPE-A3-3 WIRES | 6381 | EACH | 682
VB60A4BAAC35000 | BATTERY CAB 5 MIN-10Y:4x32x9Ah-TYPE-A3-3 WIRES | 6415 | EACH | 682
VB60A1BCAL35000 | BATTERY CAB 5 MIN-10Y:32x35Ah-TYPE-A3-3 WIRES | 5810 | EACH | 682
VB60A1DCAL35000 | BATTERY CAB 5 MIN-10Y:40x35Ah-TYPE-A3-3 WIRES | 7073 | EACH | 682
VB60A1DDAL35000 | BATTERY CAB 5 MIN-10Y:40X55AH-TYPE-A3-3 WIRES | 9105 | EACH | 682
VB60K1DEAL35000 | BATTERY CAB 5 MIN-10Y:40x82AH-TYPE-K-3 WIRES | 14582 | EACH | 682
VB60F1GHBF30000 | BATT CAB 10 MIN-10Y:34x70Ah FIAMM-3 WIRE | 17408 | EACH | 682
VB60F1GHBF31500 | BATT CAB 15 MIN-10Y:34x70Ah FIAMM-3 WIRE | 17075 | EACH | 682
VB60F1GEBF30000 | BATT CAB 10 MIN-10Y:34x80Ah FIAMM-3 WIRE | 18182 | EACH | 682
VB60F1GEBF31500 | BATT CAB 15 MIN-10Y:34x80Ah FIAMM-3 WIRE | 17848 | EACH | 682
LIBTP80V25 | Vision V25 LIB Cabinet - 8 Mod x 50Ah - UL9540A | 29229 | EACH | 677
LIBTP80V25S | Vision V25 LIB Cabinet - 8 Mod x 50Ah - Master BMS - UL9540A | 31257 | EACH | 677
LIBTP100V25 | Vision V25 LIB Cabinet - 10 Mod x 50Ah - UL9540A | 34503 | EACH | 677
LIBTP100V25S | Vision V25 LIB Cabinet - 10 Mod x 50Ah - Master BMS - UL9540A | 36532 | EACH | 677
LIBTP160V25 | Vision V25 LIB Cabinet - 8 Mod x 100Ah - UL9540A | 54951 | EACH | 677
LIBTP160V25S | Vision V25 LIB Cabinet - 8 Mod x 100Ah - Master BMS - UL9540A | 56978 | EACH | 677
LIBTP200V25 | Vision V25 LIB Cabinet - 10 Mod x 100Ah - UL9540A | 65498 | EACH | 677
LIBTP200V25S | Vision V25 LIB Cabinet - 10 Mod x 100Ah - Master BMS - UL9540A | 67527 | EACH | 677
LIBTP200V25-FM | Vision V25 LIB Cabinet - 10 Mod x 100Ah - UL9540A- Fire Module | 71511 | EACH | 677
LIBTP200V25S-FM | Vision V25 LIB Cabinet - 10 Mod x 100Ah - Master BMS - UL9540A- Fire Module | 73540 | EACH | 677
LIBTPFIEXTR | Fire system | 6013 | EACH | 677
04113255 | Liebert EXS 30-40-60-80kVA parallel or Dual Bus cable (5m) | 180 | EACH | 616
04113256 | Liebert EXS 30-40-60-80kVA parallel or Dual Bus cable (10m) | 263 | EACH | 616
04113257 | Liebert EXS 30-40-60-80kVA parallel or Dual Bus cable (15m) | 314 | EACH | 616
APM050MLBSKIT | LBS EXTENDER KIT - 50m for EXM2-APM Plus-APM2 | 3437 | EACH | 616
AMP150MLBSKIT | LBS EXTENDER KIT - 150m for EXM2-APM Plus-APM2 | 3689 | EACH | 616
02312434 | 225A BCB Box for EXS 60kVA | 3132 | EACH | 616
10B14842GPK3 | Battery shelf kit for 35Ah internal battery for EXS 60kVA | 2068 | EACH | 616
WTEXS-X | FACTORY WITNESS TEST WITH CUSTOMER (see note 2) | 3224 | EACH | 6WT
SU56731AB000AA0 | REMOTE ALARM UNIT R.A.U. (add requested cable), (requires IS:RELAY card option) | 1042 | EACH | 616
10B46212P1D12-U | REMOTE ALARM UNIT CABLE (price for each meter) | 24 | EACH | 616
10H32479P01 | Battery temperature compensation kit for EXS-EXM2-APM Plus-APM2 | 321 | EACH | 616
02312305 | Battery Ground Fault kit EXS (see note 9) | 2720 | EACH | 616
VB60A1BCAL30000 | BATTERY CAB 10 MIN - 10Y: 32x35Ah TYPE A3 - 3 WIRES | 5810 | EACH | 682
VB60A1DCAL30000 | BATTERY CAB 10 MIN - 10Y: 40x35Ah TYPE A3 - 3 WIRES | 7073 | EACH | 682
VB60A1DDAL30000 | BATTERY CAB 10 MIN -10Y: 40X55AH TYPE A3 - 3 WIRES | 9105 | EACH | 682
VB60K1DEAL30000 | BATTERY CAB 10 MIN -10Y: 40X82AH TYPE K - 3 WIRES (ex 75Ah) | 14582 | EACH | 682
VB10A0ZZZZ30000 | EMPTY BATTERY CABINET TYPE A3 - 3 WIRES | 1767 | EACH | 682
VB10K0ZZZZ30000 | EMPTY BATTERY CABINET TYPE K - 3 WIRES | 4157 | EACH | 682
VB10I0ZZZZ30000 | EMPTY BATTERY CABINET TYPE I - 3 WIRES | 4680 | EACH | 682
VB60A1BCAL35000 | BATTERY CAB 5 MIN-10Y:32x35Ah-TYPE-A3-3 WIRES | 5810 | EACH | 682
VB60A1DCAL35000 | BATTERY CAB 5 MIN-10Y:40x35Ah-TYPE-A3-3 WIRES | 7073 | EACH | 682
VB60A1DDAL35000 | BATTERY CAB 5 MIN-10Y:40X55AH-TYPE-A3-3 WIRES | 9105 | EACH | 682
VB60K1DEAL35000 | BATTERY CAB 5 MIN-10Y:40x82AH-TYPE-K-3 WIRES | 14582 | EACH | 682
VB60F1GHBF30000 | BATT CAB 10 MIN-10Y:34x70Ah FIAMM-3 WIRE | 17408 | EACH | 682
VB60F1GHBF31500 | BATT CAB 15 MIN-10Y:34x70Ah FIAMM-3 WIRE | 17075 | EACH | 682
VB60F1GEBF30000 | BATT CAB 10 MIN-10Y:34x80Ah FIAMM-3 WIRE | 18182 | EACH | 682
VB60F1GEBF31500 | BATT CAB 15 MIN-10Y:34x80Ah FIAMM-3 WIRE | 17848 | EACH | 682
LIBTP80V25 | Vision V25 LIB Cabinet - 8 Mod x 50Ah - UL9540A | 29229 | EACH | 677
LIBTP80V25S | Vision V25 LIB Cabinet - 8 Mod x 50Ah - Master BMS - UL9540A | 31257 | EACH | 677
LIBTP100V25 | Vision V25 LIB Cabinet - 10 Mod x 50Ah - UL9540A | 34503 | EACH | 677
LIBTP100V25S | Vision V25 LIB Cabinet - 10 Mod x 50Ah - Master BMS - UL9540A | 36532 | EACH | 677
LIBTP160V25 | Vision V25 LIB Cabinet - 8 Mod x 100Ah - UL9540A | 54951 | EACH | 677
LIBTP160V25S | Vision V25 LIB Cabinet - 8 Mod x 100Ah - Master BMS - UL9540A | 56978 | EACH | 677
LIBTP200V25 | Vision V25 LIB Cabinet - 10 Mod x 100Ah - UL9540A | 65498 | EACH | 677
LIBTP200V25S | Vision V25 LIB Cabinet - 10 Mod x 100Ah - Master BMS - UL9540A | 67527 | EACH | 677
LIBTP200V25-FM | Vision V25 LIB Cabinet - 10 Mod x 100Ah - UL9540A- Fire Module | 71511 | EACH | 677
LIBTP200V25S-FM | Vision V25 LIB Cabinet - 10 Mod x 100Ah - Master BMS - UL9540A- Fire Module | 73540 | EACH | 677
LIBTPFIEXTR | Fire system | 6013 | EACH | 677
04113255 | Liebert EXS 30-40-60-80kVA parallel or Dual Bus cable (5m) | 180 | EACH | 616
04113256 | Liebert EXS 30-40-60-80kVA parallel or Dual Bus cable (10m) | 263 | EACH | 616
04113257 | Liebert EXS 30-40-60-80kVA parallel or Dual Bus cable (15m) | 314 | EACH | 616
02312725 | 315A BCB Box for EXS 80kVA | 3658 | EACH | 616
02312761 | Battery ground fault kit for EXS 80kVA (buy only with 02312725 BCB) | 3894 | EACH | 616
APM050MLBSKIT | LBS EXTENDER KIT - 50m for EXM2-APM Plus-APM2 | 3437 | EACH | 616
AMP150MLBSKIT | LBS EXTENDER KIT - 150m for EXM2-APM Plus-APM2 | 3689 | EACH | 616
WTEXS-X | FACTORY WITNESS TEST WITH CUSTOMER (see note 2) | 3224 | EACH | 6WT
SU56731AB000AA0 | REMOTE ALARM UNIT R.A.U. (add requested cable), (requires IS:RELAY card option) | 1042 | EACH | 616
10B46212P1D12-U | REMOTE ALARM UNIT CABLE (price for each meter) | 24 | EACH | 616
D31-011546-00G | Parallel cables for MTP 10-40kVA, 1,5m | 80 | EACH | 616
D31-012122-00G | Parallel cables for MTP 80kVA, 5m | 176 | EACH | 616
D31-013702-00G | Parallel cables for MTP 60kVA and 100-200kVA, 3m | 144 | EACH | 616
D43-152124-01G | Battery temp kit for MTP 10-40kVA and 80kVA | 320 | EACH | 616
D31-010942-00G | Battery temp kit for MTP 60kVA and 100-200kVA | 320 | EACH | 616
D43-11J576-00G | External battery connection cables for MTP 10-20kVA, 5m | 360 | EACH | 616
D43-11J577-00G | External battery connection cables for MTP 30-40kVA, 5m | 680 | EACH | 616
LIBSG128S2PSFT | Samsung LIB Cabinet-16 Mod x 67Ah - Master BMS - UL9540A | 50142 | EACH | 677
LIBSG136S2PSFT | Samsung LIB Cabinet-17 Mod x 67Ah - Master BMS - UL9540A | 52530 | EACH | 677
LIBVRTECORE518S | Energy Core 5 LIB Cabinet 18 Mod x 60Ah- Master BMS - UL9540A | 63036 | EACH | 677
LIBTP80V25 | Vision V25 LIB Cabinet - 8 Mod x 50Ah - UL9540A | 29229 | EACH | 677
LIBTP80V25S | Vision V25 LIB Cabinet - 8 Mod x 50Ah - Master BMS - UL9540A | 31257 | EACH | 677
LIBTP100V25 | Vision V25 LIB Cabinet - 10 Mod x 50Ah - UL9540A | 34503 | EACH | 677
LIBTP100V25S | Vision V25 LIB Cabinet - 10 Mod x 50Ah - Master BMS - UL9540A | 36532 | EACH | 677
LIBTP160V25 | Vision V25 LIB Cabinet - 8 Mod x 100Ah - UL9540A | 54951 | EACH | 677
LIBTP160V25S | Vision V25 LIB Cabinet - 8 Mod x 100Ah - Master BMS - UL9540A | 56978 | EACH | 677
LIBTP200V25 | Vision V25 LIB Cabinet - 10 Mod x 100Ah - UL9540A | 65498 | EACH | 677
LIBTP200V25S | Vision V25 LIB Cabinet - 10 Mod x 100Ah - Master BMS - UL9540A | 67527 | EACH | 677
LIBTP200V25-FM | Vision V25 LIB Cabinet - 10 Mod x 100Ah - UL9540A- Fire Module | 71511 | EACH | 677
LIBTP200V25S-FM | Vision V25 LIB Cabinet - 10 Mod x 100Ah - Master BMS - UL9540A- Fire Module | 73540 | EACH | 677
LIBTPFIEXTR | Fire system | 6013 | EACH | 677
VB60A1BCAL20000 | BATTERY CAB 10 MIN - 10Y: 32x35Ah TYPE A3 - 2 WIRES | 5726 | EACH | 682
VB60A1DCAL20000 | BATTERY CAB 10 MIN - 10Y: 40x35Ah TYPE A3 - 2 WIRES | 7013 | EACH | 682
VB60A1DDAL20000 | BATTERY CAB 10 MIN -10Y: 40X55AH TYPE A3 - 2 WIRES | 8602 | EACH | 682
VB60K1DEAL20000 | BATTERY CAB 10 MIN -10Y: 40X82AH TYPE K - 2 WIRES (ex 75Ah) | 14615 | EACH | 682
VB10A0ZZZZ20000 | EMPTY BATTERY CABINET TYPE A3 - 2 WIRES | 1760 | EACH | 682
VB10K0ZZZZ20000 | Empty Battery Cabinet TYPE K - 2 WIRES | 4117 | EACH | 682
VB10I0ZZZZ20000 | EMPTY BATTERY CABINET TYPE I - 2 WIRES | 4628 | EACH | 682
VB60A1BCAL25000 | BATTERY CAB 5 MIN-10Y:32x35Ah-TYPE-A3-2 WIRES | 5726 | EACH | 682
VB60A1DCAL25000 | BATTERY CAB 5 MIN-10Y:40x35Ah-TYPE-A3-2 WIRES | 7013 | EACH | 682
VB60A1DDAL25000 | BATTERY CAB 5 MIN-10Y:40X55AH-TYPE-A3-2 WIRES | 8602 | EACH | 682
VB60K1DEAL25000 | BATTERY CAB 5 MIN-10Y:40x82AH-TYPE-K-2 WIRES | 14615 | EACH | 682
VB60F1GHBF30000 | BATT CAB 10 MIN-10Y:34x70Ah FIAMM-3 WIRE | 17408 | EACH | 682
VB60F1GHBF31500 | BATT CAB 15 MIN-10Y:34x70Ah FIAMM-3 WIRE | 17075 | EACH | 682
VB60F1GEBF30000 | BATT CAB 10 MIN-10Y:34x80Ah FIAMM-3 WIRE | 18182 | EACH | 682
VB60F1GEBF31500 | BATT CAB 15 MIN-10Y:34x80Ah FIAMM-3 WIRE | 17848 | EACH | 682
04112066 | Parallel Cable (5m) for EXM2-APM Plus-APM2 | 164 | EACH | 616
04112067 | Parallel Cable (10m) for EXM2-APM Plus-APM2 | 263 | EACH | 616
04112068 | Parallel Cable (15m) for EXM2-APM Plus-APM2 | 313 | EACH | 616
041100DE | LBS Cable 10m (DB9+DB15) for EXM2-APM Plus-APM2 | 263 | EACH | 616
041100DD | LBS Cable 15m (DB9+DB15) for EXM2-APM Plus-APM2 | 314 | EACH | 616
0411004Q | LBS Cable 20m (DB9+DB15) for EXM2-APM Plus-APM2 | 368 | EACH | 616
04119309 | LBS Cable 10m (DB9+DB9) for EXM2-APM Plus-APM2 | 263 | EACH | 616
04119310 | LBS Cable 15m (DB9+DB9) for EXM2-APM Plus-APM2 | 314 | EACH | 616
04119311 | LBS Cable 20m (DB9+DB9) for EXM2-APM Plus-APM2 | 368 | EACH | 616
APM050MLBSKIT | LBS EXTENDER KIT - 50m for EXM2-APM Plus-APM2 | 3437 | EACH | 616
AMP150MLBSKIT | LBS EXTENDER KIT - 150m for EXM2-APM Plus-APM2 | 3689 | EACH | 616
10H32479P01 | Battery temperature compensation kit for EXS-EXM2-APM Plus-APM2 | 321 | EACH | 616
02313067 | 400A BCB BOX for EXM2 | 5100 | EACH | 616
02313066 | 630A BCB BOX for EXM2 and APM2 | 6284 | EACH | 616
02313069 | 1250A BCB BOX for EXM2 and APM2 300kVA | 9444 | EACH | 616
02313068 | Battery Ground Short Subassembly for EXM2 and APM2 - buy only with BCB Box option | 4907 | EACH | 616
02010290 | Seismic anchor kit for EXM2-APM Plus 250kVA-APM2 300kVA | 915 | EACH | 616
WTEXM2-X | FACTORY WITNESS TEST WITH CUSTOMER EXM2 | 3224 | EACH | 6WT
LIBSG128S2PSFT | Samsung LIB Cabinet-16 Mod x 67Ah - Master BMS - UL9540A | 50142 | EACH | 677
LIBSG136S2PSFT | Samsung LIB Cabinet-17 Mod x 67Ah - Master BMS - UL9540A | 52530 | EACH | 677
LIBVRTECORE518S | Energy Core 5 LIB Cabinet 18 Mod x 60Ah- Master BMS - UL9540A | 63036 | EACH | 677
LIBTP100V25 | Vision V25 LIB Cabinet - 10 Mod x 50Ah - UL9540A | 34503 | EACH | 677
LIBTP100V25S | Vision V25 LIB Cabinet - 10 Mod x 50Ah - Master BMS - UL9540A | 36532 | EACH | 677
LIBTP120V25 | Vision V25 LIB Cabinet - 12 Mod x 50Ah - UL9540A | 39777 | EACH | 677
LIBTP120V25S | Vision V25 LIB Cabinet - 12 Mod x 50Ah - Master BMS - UL9540A | 41805 | EACH | 677
LIBTP200V25 | Vision V25 LIB Cabinet - 10 Mod x 100Ah - UL9540A | 65498 | EACH | 677
LIBTP200V25S | Vision V25 LIB Cabinet - 10 Mod x 100Ah - Master BMS - UL9540A | 67527 | EACH | 677
LIBTP200V25-FM | Vision V25 LIB Cabinet - 10 Mod x 100Ah - UL9540A- Fire Module | 71511 | EACH | 677
LIBTP200V25S-FM | Vision V25 LIB Cabinet - 10 Mod x 100Ah - Master BMS - UL9540A- Fire Module | 73540 | EACH | 677
LIBTP240V25 | Vision V25 LIB Cabinet - 12 Mod x 100Ah - UL9540A | 76250 | EACH | 677
LIBTP240V25S | Vision V25 LIB Cabinet - 12 Mod x 100Ah - Master BMS - UL9540A | 78278 | EACH | 677
LIBTPFIEXTR | Fire system | 6013 | EACH | 677
VB60A1DDAL20000 | BATTERY CAB 10 MIN -10Y: 40X55AH TYPE A3 - 2 WIRES | 8602 | EACH | 682
VB60K1DEAL20000 | BATTERY CAB 10 MIN -10Y: 40X82AH TYPE K - 2 WIRES (ex 75Ah) | 14615 | EACH | 682
VB10A0ZZZZ20000 | EMPTY BATTERY CABINET TYPE A3 - 2 WIRES | 1760 | EACH | 682
VB10K0ZZZZ20000 | Empty Battery Cabinet TYPE K - 2 WIRES | 4117 | EACH | 682
VB10I0ZZZZ20000 | EMPTY BATTERY CABINET TYPE I - 2 WIRES | 4628 | EACH | 682
VB10M0ZZZZ20000 | EMPTY BATTERY CABINET TYPE M - 2 WIRES | 4145 | EACH | 682
VB60A1DDAL25000 | BATTERY CAB 5 MIN-10Y:40X55AH-TYPE-A3-2 WIRES | 8602 | EACH | 682
VB60K1DEAL25000 | BATTERY CAB 5 MIN-10Y:40x82AH-TYPE-K-2 WIRES | 14615 | EACH | 682
NIZNBC2S | BC2 NiZn Cabinet 38 Mod x80Ah-Master BMS - UL9540A | 97363 | EACH | 684
10H46934P02 | PARALLEL CABLE KIT 2.2m | 310 | EACH | 616
10H46934P010 | PARALLEL CABLE KIT 10m | 590 | EACH | 616
10H46934P020 | PARALLEL CABLE KIT 20m | 767 | EACH | 616
10H46934P030 | PARALLEL CABLE KIT 30m | 1021 | EACH | 616
10H46934P040 | PARALLEL CABLE KIT 40m | 1277 | EACH | 616
SU56330FC200AF2 | S.B.S. 400A | 8952 | EACH | 616
SU56330KC200AF2 | S.B.S. 800A | 10698 | EACH | 616
SU56330PC200AF2 | S.B.S. 1600A | 19556 | EACH | 616
SU56330TC200AF2 | S.B.S. 2500A | 22528 | EACH | 616
10B14545G1C | MBSM Up to 6 UPS | 12096 | EACH | 616
10B14515G2 | SYNCHRO BOX FOR UPS | 702 | EACH | 616
10B14266G9 | TOP CABLE ENTRY 100-120kVA | 2691 | EACH | 616
10B14266G8 | TOP CABLE ENTRY Cabinet from 160kVA to 500kVA | 3828 | EACH | 616
WT80-EXL-X | FACTORY WITNESS TEST WITH CUSTOMER EXL 300-1200kVA (see note 2) | 5885 | EACH | 6WT
SU56731AB000AA0 | REMOTE ALARM UNIT R.A.U. (add requested cable) | 1042 | EACH | 616
10B46212P1D12-U | REMOTE ALARM UNIT CABLE (price for each meter) | 24 | EACH | 616
10H32318P07 | Shielded Temperature Sensor Cable - 7 m | 175 | EACH | 616
10H32318P15 | Shielded Temperature Sensor Cable - 15 m | 292 | EACH | 616
10H32318P30 | Shielded Temperature Sensor Cable - 30 m | 478 | EACH | 616
10H32318P50 | Shielded Temperature Sensor Cable - 50 m | 796 | EACH | 616
10H46915P08 | Connection cable 8m (from UPS to UPS/MSS) for centralized parallel system (MSS) | 330 | EACH | 616
10H46915P19 | Connection cable 19m (from UPS to UPS/MSS) for centralized parallel system (MSS) | 566 | EACH | 616
10H46915P22 | Connection cable 22m (from UPS to UPS/MSS) for centralized parallel system (MSS) | 950 | EACH | 616
10B20002G6 | PSU KIT BOX (see note 7) | 2338 | EACH | 616
10B20002G7 | CONTROL BLOCK BOX (see note 7) | 1591 | EACH | 616
10B20002G2 | PSU KIT FOR DIN RAIL (see note 7) | 1964 | EACH | 616
10B20002G3 | CONTROL BLOCK FOR DIN RAIL (see note 7) | 1215 | EACH | 616
10B14787G400 | Seismic anchor kit for EXL S1 300/400 | 2044 | EACH | 616
10B14787G500 | Seismic anchor kit for EXL S1 500 | 2836 | EACH | 616
10B14787G600 | Seismic anchor kit for EXL S1 600 | 3360 | EACH | 616
10B14787G800 | Seismic anchor kit for EXL S1 800 | 4480 | EACH | 616
10B14787G1200 | Seismic anchor kit for EXL S1 1000/1200 | 4634 | EACH | 616
LI8EVER1003 | Enel X Controller For Dynamic Grid Support (300-1200 kW) | 26631 | EACH | 616
EM46105BA223AA3 | EXL MSS Cabinet 1000A with Global HMI | 53932 | EACH | 616
EM46106BA223AA3 | EXL MSS Chassis 1000A with Global HMI | 53932 | EACH | 616
EM46205AA003AA3 | EXL MSS Cabinet 2000A, 2xTCE INCLUDED, Input connection left with Global HMI | 103968 | EACH | 616
EM46205AA103AA3 | EXL MSS Cabinet 2000A, 2xTCE INCLUDED, Input connection right with Global HMI | 103968 | EACH | 616
EM46206BA223AA3 | EXL MSS Chassis 2000A with Global HMI | 85564 | EACH | 616
EM46305AA003AA3 | EXL MSS Cabinet 3000A, 2xTCE INCLUDED, Input connection left with Global HMI | 123568 | EACH | 616
EM46305AA103AA3 | EXL MSS Cabinet 3000A, 2xTCE INCLUDED, Input connection right with Global HMI | 123568 | EACH | 616
EM46306BA223AA3 | EXL MSS Chassis 3000A with Global HMI | 105162 | EACH | 616
EM46405AA003AA3 | EXL MSS Cabinet 4000A, 2xTCE INCLUDED, Input connection left with Global HMI | 156907 | EACH | 616
EM46405AA103AA3 | EXL MSS Cabinet 4000A, 2xTCE INCLUDED, Input connection right with Global HMI | 156907 | EACH | 616
EM46406BA223AA3 | EXL MSS Chassis 4000A with Global HMI | 137309 | EACH | 616
EM46505AA003AA3 | EXL MSS Cabinet 5000A, 2xTCE INCLUDED, Input connection left with Global HMI | 178659 | EACH | 616
EM46505AA103AA3 | EXL MSS Cabinet 5000A, 2xTCE INCLUDED, Input connection right with Global HMI | 178659 | EACH | 616
EM46506BA223AA3 | EXL MSS Chassis 5000A with Global HMI | 159060 | EACH | 616
EM46205AB003AA3 | EXL MSS Cabinet 2000A, 2xTCE INCLUDED, Input connection left with fuses with Global HMI | 122347 | EACH | 616
EM46205AB103AA3 | EXL MSS Cabinet 2000A, 2xTCE INCLUDED, Input connection right with fuses with Global HMI | 122435 | EACH | 616
EM46206BB223AA3 | EXL MSS Chassis 2000A with fuses with Global HMI | 103452 | EACH | 616
EM46305AB003AA3 | EXL MSS Cabinet 3000A, 2xTCE INCLUDED, Input connection left with fuses with Global HMI | 145545 | EACH | 616
EM46305AB103AA3 | EXL MSS Cabinet 3000A, 2xTCE INCLUDED, Input connection right with fuses with Global HMI | 145545 | EACH | 616
EM46306BB223AA3 | EXL MSS Chassis 3000A with fuses with Global HMI | 127145 | EACH | 616
EM46405AB003AA3 | EXL MSS Cabinet 4000A, 2xTCE INCLUDED, Input connection left with fuses with Global HMI | 177754 | EACH | 616
EM46405AB103AA3 | EXL MSS Cabinet 4000A, 2xTCE INCLUDED, Input connection right with fuses with Global HMI | 177754 | EACH | 616
EM46406BB223AA3 | EXL MSS Chassis 4000A with fuses with Global HMI | 157524 | EACH | 616
EM46505AB003AA3 | EXL MSS Cabinet 5000A, 2xTCE INCLUDED, Input connection left with fuses with Global HMI | 202412 | EACH | 616
EM46505AB103AA3 | EXL MSS Cabinet 5000A, 2xTCE INCLUDED, Input connection right with fuses with Global HMI | 202412 | EACH | 616
EM46506BB223AA3 | EXL MSS Chassis 5000A with fuses with Global HMI | 182474 | EACH | 616
10B13711G1 | CUSTOMER INTERFACE BOARD (ADDITIONAL I/O) | 726 | EACH | 616
10B13071G5 | PORTABLE DISPLAY KIT MT.10 | 495 | EACH | 616
10B13071G6 | PORTABLE DISPLAY KIT MT.30 | 632 | EACH | 616
WTCROSS-X | FACTORY WITNESS TEST | 3832 | EACH | 6WT
10B54350P3R | J-BUS KIT (RS232/RS485 converter, 4m cable) | 978 | EACH | 616
RAUABS401MC16N | Miniature Circuit Breaker 1P+N C16A | 149 | EACH | 659
RAUABS401MC20N | Miniature Circuit Breaker 1P+N C20A | 149 | EACH | 659
RAUABS401MC32N | Miniature Circuit Breaker 1P+N C32A | 143 | EACH | 659
RAUABS403MC16N | Miniature Circuit Breaker 3P+N C16A | 351 | EACH | 659
RAUABS403MC20N | Miniature Circuit Breaker 3P+N C20A | 371 | EACH | 659
RAUABS403MC32N | Miniature Circuit Breaker 3P+N C32A | 351 | EACH | 659
RAUABS401MC160 | Miniature Circuit Breaker 1P C16A | 57 | EACH | 659
RAUABS401MC200 | Miniature Circuit Breaker 1P C20A | 65 | EACH | 659
RAUABS401MC320 | Miniature Circuit Breaker 1PC32A | 71 | EACH | 659
RAUABS402MC160 | Miniature Circuit Breaker 2P C16A | 149 | EACH | 659
RAUABS402MC320 | Miniature Circuit Breaker 2P C32A | 149 | EACH | 659
RAUABS403MC160 | Miniature Circuit Breaker 3P C16A | 256 | EACH | 659
RAUABS403MC200 | Miniature Circuit Breaker 3P C20A | 256 | EACH | 659
RAUABS403MC320 | Miniature Circuit Breaker 3P C32A | 256 | EACH | 659
RAUABS403MC630 | Miniature Circuit Breaker 3P C63A | 477 | EACH | 659
RAUABS403MC63N | Miniature Circuit Breaker 3P+N C63A | 576 | EACH | 659
RAUABZLS91810N | N terminal for additional socket light blue - N 10 mm2 | 34 | EACH | 659
RAUABZLS91335N | N terminal for additional socket light blue - N 35 mm3 | 58 | EACH | 659
RAUABZLS91910G | PE terminal for additional socket yellow-green - PE 10 mm2 | 34 | EACH | 659
RAUABZLS92935G | PE terminal for additional socket yellow-green - PE 35 mm2 | 58 | EACH | 659
RAUABZLS10018P | Busbar cover for main and additional socket | 39 | EACH | 659
RAUABZLS97132P | MCB 32 A universal adapters - L1/L2/L3 wire bottom | 18 | EACH | 659
RAUABZLS97132N | MCB 32 A universal adapters - N wire bottom ZLS971N | 18 | EACH | 659
RAUABZLS725180 | Light grey, fills shock-proof empty module spaces 18 mm | 30 | EACH | 659
RAUABE210SPAA0 | Connector for multi- pole adapter | 29 | EACH | 659
RAUABFS41MX1AR | RCBO - 1P+N C16A / 30mA 10kA | 299 | EACH | 659
RAUABFS41EX3AR | RCBO - 1P+N C32A / 30mA 6kA | 337 | EACH | 659
RAUABFS41MX3AR | RCBO - 1P+N C32A / 30mA 10kA | 316 | EACH | 659
RAUABFS41EX1AR | RCBO - 1P+N C16A / 30mA 6kA | 291 | EACH | 659
RAUABFS41MY3AR | RCBO - 1P+N C32A / 100mA 10kA | 316 | EACH | 659
RAUABFS43MX3AR | RCBO - 3P+N C32A / 30mA 10kA | 651 | EACH | 659
RAUABFS43MX1AR | RCBO - 3P+N C16A / 30mA 10kA | 643 | EACH | 659
RAUABFS43EX3AR | RCBO - 3P+N C16A / 30mA 6kA | 554 | EACH | 659
RAUABFS43EX32R | RCBO - 3P+N C32A / 30mA 6kA | 673 | EACH | 659
RAUABFS41MY16R | RCBO - 1P+N C16A / 100mA 10kA | 299 | EACH | 659
RAUABFS43MY32R | RCBO - 3P+N C32A / 100mA 10kA | 651 | EACH | 659
RAUABFS43MY16R | RCBO - 3P+N C16A / 100mA 10kA | 643 | EACH | 659
RAUABF404AX4AD | RCD - 4P 40A 300mA Type A | 1257 | EACH | 659
RAUABF402AY2AD | RCD - 2P 25A 100mA Type A | 937 | EACH | 659
RAUABF402AX2AD | RCD - 2P 25A 30mA Type A | 253 | EACH | 659
RAUABF402AX4AD | RCD - 2P 40A 30mA Type A | 959 | EACH | 659
RAUABF402AY4AD | RCD - 2P 40A 100mA Type A | 1203 | EACH | 659
RAUABF402AX4PD | RCD - 2P 40A 30mA Type APR | 379 | EACH | 659
RAUABEFXT40000 | Extended Input Terminals for RXA 250A | 71 | EACH | 659
WTRXA-X | FACTORY WITNESS TEST WITH CUSTOMER - RXA 250-400 A | 3832 | EACH | 6WT
| Vertiv Liebert APM Plus 250-500kW |  | EACH
04112066 | Parallel Cable (5m) for EXM2-APM Plus-APM2 | 164 | EACH | 616
04112067 | Parallel Cable (10m) for EXM2-APM Plus-APM2 | 263 | EACH | 616
04112068 | Parallel Cable (15m) for EXM2-APM Plus-APM2 | 313 | EACH | 616
041100DE | LBS Cable 10m (DB9+DB15) for EXM2-APM Plus-APM2 | 263 | EACH | 616
041100DD | LBS Cable 15m (DB9+DB15) for EXM2-APM Plus-APM2 | 314 | EACH | 616
0411004Q | LBS Cable 20m (DB9+DB15) for EXM2-APM Plus-APM2 | 368 | EACH | 616
04119309 | LBS Cable 10m (DB9+DB9) for EXM2-APM Plus-APM2 | 263 | EACH | 616
04119310 | LBS Cable 15m (DB9+DB9) for EXM2-APM Plus-APM2 | 314 | EACH | 616
04119311 | LBS Cable 20m (DB9+DB9) for EXM2-APM Plus-APM2 | 368 | EACH | 616
APM050MLBSKIT | LBS EXTENDER KIT - 50m for EXM2-APM Plus-APM2 | 3437 | EACH | 616
AMP150MLBSKIT | LBS EXTENDER KIT - 150m for EXM2-APM Plus-APM2 | 3689 | EACH | 616
VB10I0ZZZZ30000 | EMPTY BATTERY CABINET TYPE I - 3 WIRES | 4680 | EACH | 682
VB10A0ZZZZ30000 | EMPTY BATTERY CABINET TYPE A3 - 3 WIRES | 1767 | EACH | 682
VB10K0ZZZZ30000 | EMPTY BATTERY CABINET TYPE K - 3 WIRES | 4157 | EACH | 682
VB60A1DDAL30000 | BATTERY CAB 10 MIN -10Y: 40X55AH TYPE A3 - 3 WIRES | 9105 | EACH | 682
VB60A1BCAL30000 | BATTERY CAB 10 MIN - 10Y: 32x35Ah TYPE A3 - 3 WIRES | 5810 | EACH | 682
VB60A1DCAL30000 | BATTERY CAB 10 MIN - 10Y: 40x35Ah TYPE A3 - 3 WIRES | 7073 | EACH | 682
VB60K1DEAL30000 | BATTERY CAB 10 MIN -10Y: 40X82AH TYPE K - 3 WIRES (ex 75Ah) | 14582 | EACH | 682
VB60A1DDAL35000 | BATTERY CAB 5 MIN-10Y:40X55AH-TYPE-A3-3 WIRES | 9105 | EACH | 682
VB60A1BCAL35000 | BATTERY CAB 5 MIN-10Y:32x35Ah-TYPE-A3-3 WIRES | 5810 | EACH | 682
VB60A1DCAL35000 | BATTERY CAB 5 MIN-10Y:40x35Ah-TYPE-A3-3 WIRES | 7073 | EACH | 682
VB60K1DEAL35000 | BATTERY CAB 5 MIN-10Y:40x82AH-TYPE-K-3 WIRES | 14582 | EACH | 682
VB60F1GHBF30000 | BATT CAB 10 MIN-10Y:34x70Ah FIAMM-3 WIRE | 17408 | EACH | 682
VB60F1GHBF31500 | BATT CAB 15 MIN-10Y:34x70Ah FIAMM-3 WIRE | 17075 | EACH | 682
VB60F1GEBF30000 | BATT CAB 10 MIN-10Y:34x80Ah FIAMM-3 WIRE | 18182 | EACH | 682
VB60F1GEBF31500 | BATT CAB 15 MIN-10Y:34x80Ah FIAMM-3 WIRE | 17848 | EACH | 682
02010382 | Seismic anchor kit for APM Plus 500kVA (No switch version) | 1324 | EACH | 616
02010383 | Seismic anchor kit for APM Plus 500kVA (Full switch version) | 1588 | EACH | 616
02010290 | Seismic anchor kit for EXM2-APM Plus 250kVA-APM2 300kVA | 915 | EACH | 616
WT-APMP250-X | FACTORY WITNESS TEST WITH CUSTOMER - APM Plus 250kW (see note 2) | 4596 | EACH | 6WT
WT-APMP500-X | FACTORY WITNESS TEST WITH CUSTOMER - APM Plus 500kW (see note 2) | 4596 | EACH | 6WT
10H32479P01 | Battery temperature compensation kit for EXS-EXM2-APM Plus-APM2 | 321 | EACH | 616
SU56731AB000AA0 | REMOTE ALARM UNIT R.A.U. (add requested cable, requires IS:RELAY card) | 1042 | EACH | 616
LIBTP80V25 | Vision V25 LIB Cabinet - 8 Mod x 50Ah - UL9540A | 29229 | EACH | 677
LIBTP80V25S | Vision V25 LIB Cabinet - 8 Mod x 50Ah - Master BMS - UL9540A | 31257 | EACH | 677
LIBTP100V25 | Vision V25 LIB Cabinet - 10 Mod x 50Ah - UL9540A | 34503 | EACH | 677
LIBTP100V25S | Vision V25 LIB Cabinet - 10 Mod x 50Ah - Master BMS - UL9540A | 36532 | EACH | 677
LIBTP160V25 | Vision V25 LIB Cabinet - 8 Mod x 100Ah - UL9540A | 54951 | EACH | 677
LIBTP160V25S | Vision V25 LIB Cabinet - 8 Mod x 100Ah - Master BMS - UL9540A | 56978 | EACH | 677
LIBTP200V25 | Vision V25 LIB Cabinet - 10 Mod x 100Ah - UL9540A | 65498 | EACH | 677
LIBTP200V25S | Vision V25 LIB Cabinet - 10 Mod x 100Ah - Master BMS - UL9540A | 67527 | EACH | 677
LIBTP200V25-FM | Vision V25 LIB Cabinet - 10 Mod x 100Ah - UL9540A- Fire Module | 71511 | EACH | 677
LIBTP200V25S-FM | Vision V25 LIB Cabinet - 10 Mod x 100Ah - Master BMS - UL9540A- Fire Module | 73540 | EACH | 677
LIBTPFIEXTR | Fire system | 6013 | EACH | 677
10B46212P1D12-U | REMOTE ALARM UNIT CABLE (price for each meter) | 24 | EACH | 616
02010167 | Common input link bars 500k FSW | 1056 | EACH | 616
02010498 | Common input link bars 500k NSW | 784 | EACH | 616
0411A37R | Parallel Cable (5m) APM2 | 188 | EACH | 616
0411A37P | Parallel Cable (10m) APM2 | 302 | EACH | 616
0411A37Q | Parallel Cable (15m) APM2 | 360 | EACH | 616
04119309 | LBS Cable 10m (DB9+DB9) for EXM2-APM Plus-APM2 | 263 | EACH | 616
04119310 | LBS Cable 15m (DB9+DB9) for EXM2-APM Plus-APM2 | 314 | EACH | 616
04119311 | LBS Cable 20m (DB9+DB9) for EXM2-APM Plus-APM2 | 368 | EACH | 616
0411004Q | LBS Cable 20m (DB9+DB15) for EXM2-APM Plus-APM2 | 368 | EACH | 616
041100DD | LBS Cable 15m (DB9+DB15) for EXM2-APM Plus-APM2 | 314 | EACH | 616
041100DE | LBS Cable 10m (DB9+DB15) for EXM2-APM Plus-APM2 | 263 | EACH | 616
APM050MLBSKIT | LBS EXTENDER KIT - 50m for EXM2-APM Plus-APM2 | 3437 | EACH | 616
AMP150MLBSKIT | LBS EXTENDER KIT - 150m for EXM2-APM Plus-APM2 | 3689 | EACH | 616
VB60A1BCAL20000 | BATTERY CAB 10 MIN - 10Y: 32x35Ah TYPE A3 - 2 WIRES | 5726 | EACH | 682
VB60A1DCAL20000 | BATTERY CAB 10 MIN - 10Y: 40x35Ah TYPE A3 - 2 WIRES | 7013 | EACH | 682
VB60A1DDAL20000 | BATTERY CAB 10 MIN -10Y: 40X55AH TYPE A3 - 2 WIRES | 8602 | EACH | 682
VB60K1DEAL20000 | BATTERY CAB 10 MIN -10Y: 40X82AH TYPE K - 2 WIRES | 14615 | EACH | 682
VB10A0ZZZZ20000 | EMPTY BATTERY CABINET TYPE A3 - 2 WIRES | 1760 | EACH | 682
VB10K0ZZZZ20000 | Empty Battery Cabinet TYPE K - 2 WIRES | 4117 | EACH | 682
VB60A1BCAL25000 | BATTERY CAB 5 MIN-10Y:32x35Ah-TYPE-A3-2 WIRES | 5726 | EACH | 682
VB60A1DCAL25000 | BATTERY CAB 5 MIN-10Y:40x35Ah-TYPE-A3-2 WIRES | 7013 | EACH | 682
VB60A1DDAL25000 | BATTERY CAB 5 MIN-10Y:40X55AH-TYPE-A3-2 WIRES | 8602 | EACH | 682
VB60K1DEAL25000 | BATTERY CAB 5 MIN-10Y:40x82AH-TYPE-K-2 WIRES | 14615 | EACH | 682
VB60F1GHBF30000 | BATT CAB 10 MIN-10Y:34x70Ah FIAMM-3 WIRE | 17408 | EACH | 682
VB60F1GHBF31500 | BATT CAB 15 MIN-10Y:34x70Ah FIAMM-3 WIRE | 17075 | EACH | 682
VB60F1GEBF30000 | BATT CAB 10 MIN-10Y:34x80Ah FIAMM-3 WIRE | 18182 | EACH | 682
VB60F1GEBF31500 | BATT CAB 15 MIN-10Y:34x80Ah FIAMM-3 WIRE | 17848 | EACH | 682
LIBVRTECORE518S | Energy Core 5 LIB Cabinet 18 Mod x 60Ah- Master BMS - UL9540A | 63036 | EACH | 677
10H32479P01 | Battery temperature compensation kit for EXS-EXM2-APM Plus-APM2 | 321 | EACH | 616
02313066 | 630A BCB BOX for EXM2 and APM2 | 6284 | EACH | 616
02313068 | Battery Ground Short Subassembly for EXM2 and APM2 - buy only with BCB Box option | 4907 | EACH | 616
02010591 | Seismic anchor kit for APM2 120kVA | 1324 | EACH | 616
WT-APMZF2120-X | FACTORY WITNESS TEST APM2 compact 120kW | 4328 | EACH | 6WT
WT-APMZF1120-X | FACTORY WITNESS TEST APM2 120kW | 4328 | EACH | 6WT
02010592 | Common input busbars link APM2 120kVA | 760 | EACH | 616
02010626 | Common input busbars link APM2 compact 120kVA | 760 | EACH | 616
02313540 | APM2 120kVA empty battery module (1/4-string) | 464 | EACH | 616
| Vertiv Liebert APM2 60-300kVA and 60-600kVA |  | EACH
0411A37R | Parallel Cable (5m) APM2 | 188 | EACH | 616
0411A37P | Parallel Cable (10m) APM2 | 302 | EACH | 616
0411A37Q | Parallel Cable (15m) APM2 | 360 | EACH | 616
04119309 | LBS Cable 10m (DB9+DB9) for EXM2-APM Plus-APM2 | 263 | EACH | 616
04119310 | LBS Cable 15m (DB9+DB9) for EXM2-APM Plus-APM2 | 314 | EACH | 616
04119311 | LBS Cable 20m (DB9+DB9) for EXM2-APM Plus-APM2 | 368 | EACH | 616
0411004Q | LBS Cable 20m (DB9+DB15) for EXM2-APM Plus-APM2 | 368 | EACH | 616
041100DD | LBS Cable 15m (DB9+DB15) for EXM2-APM Plus-APM2 | 314 | EACH | 616
041100DE | LBS Cable 10m (DB9+DB15) for EXM2-APM Plus-APM2 | 263 | EACH | 616
APM050MLBSKIT | LBS EXTENDER KIT - 50m for EXM2-APM Plus-APM2 | 3437 | EACH | 616
AMP150MLBSKIT | LBS EXTENDER KIT - 150m for EXM2-APM Plus-APM2 | 3689 | EACH | 616
VB60A1BCAL20000 | BATTERY CAB 10 MIN - 10Y: 32x35Ah TYPE A3 - 2 WIRES | 5726 | EACH | 682
VB60A1DCAL20000 | BATTERY CAB 10 MIN - 10Y: 40x35Ah TYPE A3 - 2 WIRES | 7013 | EACH | 682
VB60A1DDAL20000 | BATTERY CAB 10 MIN -10Y: 40X55AH TYPE A3 - 2 WIRES | 8602 | EACH | 682
VB60K1DEAL20000 | BATTERY CAB 10 MIN -10Y: 40X82AH TYPE K - 2 WIRES | 14615 | EACH | 682
VB10A0ZZZZ20000 | EMPTY BATTERY CABINET TYPE A3 - 2 WIRES | 1760 | EACH | 682
VB10K0ZZZZ20000 | Empty Battery Cabinet TYPE K - 2 WIRES | 4117 | EACH | 682
VB60A1BCAL25000 | BATTERY CAB 5 MIN-10Y:32x35Ah-TYPE-A3-2 WIRES | 5726 | EACH | 682
VB60A1DCAL25000 | BATTERY CAB 5 MIN-10Y:40x35Ah-TYPE-A3-2 WIRES | 7013 | EACH | 682
VB60A1DDAL25000 | BATTERY CAB 5 MIN-10Y:40X55AH-TYPE-A3-2 WIRES | 8602 | EACH | 682
VB60K1DEAL25000 | BATTERY CAB 5 MIN-10Y:40x82AH-TYPE-K-2 WIRES | 14615 | EACH | 682
VB60F1GHBF30000 | BATT CAB 10 MIN-10Y:34x70Ah FIAMM-3 WIRE | 17408 | EACH | 682
VB60F1GHBF31500 | BATT CAB 15 MIN-10Y:34x70Ah FIAMM-3 WIRE | 17075 | EACH | 682
VB60F1GEBF30000 | BATT CAB 10 MIN-10Y:34x80Ah FIAMM-3 WIRE | 18182 | EACH | 682
VB60F1GEBF31500 | BATT CAB 15 MIN-10Y:34x80Ah FIAMM-3 WIRE | 17848 | EACH | 682
LIBVRTECORE518S | Energy Core 5 LIB Cabinet 18 Mod x 60Ah- Master BMS - UL9540A | 63036 | EACH | 677
10H32479P01 | Battery temperature compensation kit for EXS-EXM2-APM Plus-APM2 | 321 | EACH | 616
02313069 | 1250A BCB BOX for EXM2 and APM2 300kVA | 9444 | EACH | 616
02313068 | Battery Ground Short Subassembly for EXM2 and APM2 - buy only with BCB Box option | 4907 | EACH | 616
02010290 | Seismic anchor kit for EXM2-APM Plus 250kVA-APM2 300kVA | 915 | EACH | 616
WT-APMZ300-X | FACTORY WITNESS TEST WITH CUSTOMER - APM2 300kW | 5286 | EACH | 6WT
WT-APMZ600-X | FACTORY WITNESS TEST WITH CUSTOMER - APM2 600kW | 6079 | EACH | 6WT
V-CIEN-25 | Vertiv Critical Insight Enterprise - 25 | 8530 | EACH | ACI
V-CIEN-50 | Vertiv Critical Insight Enterprise - 50 | 13000 | EACH | ACI
V-CIEN-100 | Vertiv Critical Insight Enterprise - 100 | 17000 | EACH | ACI
V-CIEN-250 | Vertiv Critical Insight Enterprise - 250 | 32000 | EACH | ACI
V-CIEN-500 | Vertiv Critical Insight Enterprise - 500 | 50000 | EACH | ACI
V-CIEN-1500 | Vertiv Critical Insight Enterprise - 1500 | 59000 | EACH | ACI
V-CIEN-2500 | Vertiv Critical Insight Enterprise - 2500 | 66757 | EACH | ACI
V-CIEN-5000 | Vertiv Critical Insight Enterprise - 5000 | 100189 | EACH | ACI
V-CIEN-10000 | Vertiv Critical Insight Enterprise - 10000 | 133514 | EACH | ACI
V-CIEN-25-U | Vertiv Critical Insight Enterprise - 25 Upgrade | 5971 | EACH | ACI
V-CIEN-50-U | Vertiv Critical Insight Enterprise - 50 Upgrade | 9100 | EACH | ACI
V-CIEN-100-U | Vertiv Critical Insight Enterprise - 100 Upgrade | 11900 | EACH | ACI
V-CIEN-250-U | Vertiv Critical Insight Enterprise - 250 Upgrade | 22400 | EACH | ACI
V-CIEN-500-U | Vertiv Critical Insight Enterprise - 500 Upgrade | 35000 | EACH | ACI
V-CIEN-1500-U | Vertiv Critical Insight Enterprise - 1500 Upgrade | 41300 | EACH | ACI
V-CIEN-2500-U | Vertiv Critical Insight Enterprise - 2500 Upgrade | 46730 | EACH | ACI
V-CIEN-10000-U | Vertiv Critical Insight Enterprise - 10000 Upgrade | 93460 | EACH | ACI
V-CIEN-25-AO | Vertiv Critical Insight Enterprise - 25 add-on Devices | 5971 | EACH | ACI
V-CIEN-50-AO | Vertiv Critical Insight Enterprise - 50 add-on Devices | 9100 | EACH | ACI
V-CIEN-100-AO | Vertiv Critical Insight Enterprise - 100 add-on Devices | 11900 | EACH | ACI
V-CIEN-250-AO | Vertiv Critical Insight Enterprise - 250 add-on Devices | 22400 | EACH | ACI
V-CIEN-1500-AO | Vertiv Critical Insight Enterprise - 1500 add-on Devices | 41300 | EACH | ACI
V-CIEN-2500-AO | Vertiv Critical Insight Enterprise - 2500 add-on Devices | 46730 | EACH | ACI
V-CIEN-5000-AO | Vertiv Critical Insight Enterprise - 5000 add-on Devices | 70083 | EACH | ACI
BMP65161/1 | EnergyMaster EEM-2015Y AC Meter with Modbus interface | 185 | EACH | ACI
BMP65165/1 | 8 universal inputs (3 in 1) w/ isolated channels 1 unit (Feeding 10-60 Vdc) | 575 | EACH | ACI
BMP65165/2 | 16 universal inputs (3 in 1) w/ isolated channels (Feeding 10-60 Vdc) | 910 | EACH | ACI
BMP65165/3 | 8 current inputs (Feeding 10-60 Vdc) | 475 | EACH | ACI
BMP65165/4 | 16 current inputs (Feeding 10-60 Vdc) | 725 | EACH | ACI
BMP65165/5 | 16 digital inputs (Feeding 10-60 Vdc) | 305 | EACH | ACI
BMP65165/6 | 32 digital inputs (Feeding 10-60 Vdc) | 440 | EACH | ACI
BMP65165/7 | 8 relay outputs (Feeding 10-60 Vdc) | 305 | EACH | ACI
BMP65165/8 | 16 relay outputs (Feeding 10-60 Vdc) | 475 | EACH | ACI
BMP65164/1 | EnergyMaster IPLU BAT IPLU2801BM | 355 | EACH | ACI
RPM628414/2 | Cable for battery cell voltages (IPLU BAT to Battery - 12 cells) | 70 | EACH | ACI
SND10124/3 | Tab Washer for Battery Cell Connection | 8 | EACH | ACI
INA10172/18 | Small HW monitoring material (Cables, RS485, fuses) per Site | 273 | EACH | ACI
BML218240/24 | Power Supply, WDR-240-24, I/P 180-550VAC, O/P 24VDC, 10A, 240W | 275 | EACH | ACI
BML218120/24 | Power Supply, WDR-120-24, I/P 180-550VAC, O/P 24VDC, 5A, 120W | 175 | EACH | ACI
KET10313/1 | Temperature sensor LENGTH 10m,no end connector,outdoor | 64 | EACH | ACI
KEA90113 | Smoke sensor Optic-electric smoke detector | 52 | EACH | ACI
RMD218004 | Door open sensor. | 212 | EACH | ACI
KET10407 | Water leakage sensor. Supply voltage 12VDC | 108 | EACH | ACI
KET10407/2 | Water leakage sensor. Supply voltage 24V DC | 115 | EACH | ACI
KEA90114 | IR presence detection sensor | 83 | EACH | ACI
NFS710900/001 | Aviation light fault sensor.TB-55 (Beacon) | 575 | EACH | ACI
KET10501/1 | ET-HT01E Temp sensor/Humidity sensor for eStone (NSN) | 39 | EACH | ACI
ZTE012120 | Hall sensor Features: +/-300A, 4~20MA, 12VDC SUPPLY | 150 | EACH | ACI
ZTE012121 | Hall sensor Features: +/-300A, 15VDC SUPPLY (4-20mA) (powered by IPLU BAT) Window size Ø 21mm | 150 | EACH | ACI
ZTE012122 | Hall sensor Features: +/-300A, 15VDC SUPPLY (4-20mA) (powered by IPLU BAT) Window size Ø 40mm | 150 | EACH | ACI
ZTE012127 | Hall current sensor DC split. 0..100A | 85 | EACH | ACI
ZTE012128 | Hall current sensor DC split. 0..25A | 80 | EACH | ACI
ZTE012123 | Split Core Hall Effect DC Current Sensor. 0~+400A DC, +4~+20mA DC, +12VDC | 250 | EACH | ACI
KET10403/1 | Fuel sensor | 105 | EACH | ACI
KET10404 | Fuel sensor | 650 | EACH | ACI
KET10401 | Fuel sensor | 898 | EACH | ACI
KET10401/1 | Fuel sensor | 650 | EACH | ACI
BMY1100070/1 | Fuel level sensor KET10401/1 with 3 pole terminal box | 976 | EACH | ACI
KET10402 | Fuel pressure sensor and transducer. | 1164 | EACH | ACI
KET10308/1 | Temperature and humidity sensor | 68 | EACH | ACI
ZHP10101 | Humidity/Temperature Sensor/Transducer | 74 | EACH | ACI
KET10301/2 | Temperature sensor to be connected to the SMIO. | 22 | EACH | ACI
KEA90110/1 | Smoke sensor, with Relay Output | 112 | EACH | ACI
REF424003/1 | Current transformer 100A/5A | 46 | EACH | ACI
REF424003/125 | Current transformer 125A/5A 480V | 65 | EACH | ACI
REF424003/150 | Current transformer 150A/5A 1200V 0,5% | 65 | EACH | ACI
REF424003/250 | Current transformer 250A/5A 400V 0,5% | 39 | EACH | ACI
REF424003/400 | Current transformer 400A/5A; 400V | 50 | EACH | ACI
REF424006/100 | Current transformers solid core 100A/5A | 50 | EACH | ACI
REF424006/250 | Current transformers solid core 250A/5A | 50 | EACH | ACI
REF424006/400 | Current transformers solid core 400A/5A | 55 | EACH | ACI
REF424006/600 | Current transformers solid core 600A/5A | 60 | EACH | ACI
REF424005/100 | Current transformers split core 100A/5A | 170 | EACH | ACI
REF424005/250 | Current transformers split core 250A/5A | 170 | EACH | ACI
REF424005/400 | Current transformers split core 400A/5A | 200 | EACH | ACI
REF424005/600 | Current transformers split core 600A/5A | 200 | EACH | ACI
REF424005/1600 | Current transformers split core 1600A/5A | 770 | EACH | ACI
REF424005/4000 | Current transformers split core 4000A/5A | 870 | EACH | ACI
ZATE50107/7 | Terminal server RS-232/485 to Ethernet port converter-Terminal server (12-24 Vdc) | 505 | EACH | ACI
ZATE50107/8 | Terminal server – RS232/485 to Ethernet | 202 | EACH | ACI
ZATE50202/3 | Protocol converter device for EEM-Jbus (ZATE50202/3 = ZATE50202/2 + RPM2111006/1) | 530 | EACH | ACI
ZATE50202/4 | Protocol converter device for EEM-Modbus (Ethernet) | 900 | EACH | ACI
ZATE50108/1 | PSTN modem for -48 Vdc power systems. | 455 | EACH | ACI
ZATE50108/2 | PSTN modem for -24 Vdc power systems. | 456 | EACH | ACI
ZATE50108/3 | PSTN modem with AC/DC converter. | 355 | EACH | ACI
ZATE960110/1 | GPRS modem for -48 Vdc energy systems. | 407 | EACH | ACI
ZATE960111/1 | Modem/Router GPRS RS232/Ethernet (Proceam) dual SIM. | 927 | EACH | ACI
ZATE960112/1 | 3G Router H50-WA2T-W (China) HSPA 3G router,4LAN,1WAN,RS485,WIFI | 650 | EACH | ACI
ZATE960113/1 | H20-W12T:HSDPA 3G router,1LAN,1WAN,RS232 | 550 | EACH | ACI
ZATE960113/2 | H20-W12T:HSDPA 3G router,1LAN,1WAN,RS485 | 550 | EACH | ACI
ZATE960112/1S | 3G Router H50-WA2T-W (China) HSPA 3G router,4LAN,1WAN,RS485,WIFI + BMR960048/121 DC-DC Converter isolated for Modem | 650 | EACH | ACI
ZATE960113/1S | H20-W12T:HSDPA 3G router,1LAN,1WAN,RS232:(China)+ BMR960048/121 DC-DC | 550 | EACH | ACI
ZATE960113/2S | H20-W12T:HSDPA 3G router,1LAN,1WAN,RS485:(China)+ BMR960048/121 DC-DC | 550 | EACH | ACI
ZATE960114-1 | 4G Router LTE,4xLAN,1WAN,1xRS232,1xRS485,DIN,I/O | 650 | EACH | ACI
ZATE960114-2 | 4G Router LTE,5xLAN,1WAN,1xRS485,WIFI,DES | 650 | EACH | ACI
ZATE960107/1 | 2G GSM Modem for wake-up call & SMS (Power supply included, SIM card not included) | 410 | EACH | ACI
FCE002004/1 | Vertiv Critical Insight - Customized Report - Level 1 | 1897 | EACH | ACI
FCE002004/2 | Vertiv Critical Insight - Customized Report - Level 2 | 3794 | EACH | ACI
FCE002004/3 | Vertiv Critical Insight - Test and integration of non Vertiv Device | 4000 | EACH | ACI
FCE002004/4 | Vertiv Critical Insight - Software configuration on DPU - Level 1 | 1500 | EACH | ACI
FCE002004/5 | Vertiv Critical Insight - Software configuration on DPU - Level 2 | 3000 | EACH | ACI
FCE002004/6 | Vertiv Critical Insight - Customized site view creation | 2845 | EACH | ACI
FCE002004/7 | Vertiv Critical Insight - Development Customization Day Rate | 982 | EACH | ACI
FCE002004/8 | Vertiv Critical Insight - Project Manager Day Rate | 1473 | EACH | ACI
FCE002004/9 | Vertiv Critical Insight - Consultant Out of Hours Day Rate | 2455 | EACH | ACI
FCE002004/10 | Vertiv Critical Insight - Integration of new Modbus equipment in eStone2 | 5690 | EACH | ACI
FCE002004/11 | Vertiv Critical Insight - Level 3 software configuration on eStone2 | 5690 | EACH | ACI
FCE002004/12 | Vertiv Critical Insight - Day Rate for work on site (Travel and expenses not included) | 500 | EACH | ACI
FCE002004/13 | Vertiv Critical Insight - Level 0 Day Rate for software configuration on eStone2 | 500 | EACH | ACI
FCE002004/14 | Vertiv Critical Insight - Level 1 software configuration on eStone2 | 1500 | EACH | ACI
FCE002004/15 | Vertiv Critical Insight - Level 2 software configuration on eStone2 | 3000 | EACH | ACI
FCE002004/16 | Vertiv Critical Insight - Level 3 software configuration on eStone2 | 5690 | EACH | ACI
FCE002004/17 | Vertiv Critical Insight - Set up of secondary server in cold standby manual change over (Price on Request) | 0 | EACH | ACI
FCE002004/18 | Vertiv Critical Insight - General Project Management | 1473 | EACH | ACI
FCE002004/19 | Vertiv Critical Insight - Day Rate for support on EL creation | 982 | EACH | ACI
FCE002004/20 | Vertiv Critical Insight Enterprise Upgrade Proffesional Services 100-250-500 | 1964 | EACH | ACI
FCE002004/21 | Vertiv Critical Insight Enterprise Upgrade Proffesional Services 1500-2500-10000 | 3928 | EACH | ACI
FCE002004/22 | Vertiv Critical Insight Enterprise Upgrade Proffesional Services 25-50 | 982 | EACH | ACI
FCT000001-1 | Vertiv Critical Insight Essentials User Course 1 Day | 2845 | EACH | ACI
FCT000001-2 | Vertiv Critical Insight Enterprise User Course 2 Days | 5690 | EACH | ACI
FCT000001-3 | Vertiv Critical Insight Enterprise Administrator Course 1 Day | 4267 | EACH | ACI
FCT000001-4 | Training for knowledge upgrade between Vertiv Critical Insight versions 1 Day | 3793 | EACH | ACI
FCT000001-5 | 1 Hour of training | 474 | EACH | ACI
FCT000001-6 | 4 days training on HW (eStone, IPLU, EEM2015) | 11380 | EACH | ACI
FCT000001-7 | 1 week of work training on HW installation | 3000 | EACH | ACI
FCM000008-2 | Alber equipment installation. Working day (from 8:00 to 18:00) | 2575 | EACH | ACI
FCM000008-3 | Alber equipment installation. Additional week-end day (from 8:00 to 18:00) | 3864 | EACH | ACI
FCM000008-4 | Alber equipment installation. Additional hour (any day from 18:00 to 22:00) | 334 | EACH | ACI
V-CIEN-1-CL | VCI Cloud 1 equipment | 301 | EACH | ACI
V-CIEN-10-CL | VCI Cloud 10 equipment | 2634 | EACH | ACI
V-CIEN-25-CL | VCI Cloud 25 equipment | 5635 | EACH | ACI
V-CIEN-50-CL | VCI Cloud 50 equipment | 8063 | EACH | ACI
V-CIEN-100-CL | VCI Cloud 100 equipment | 10237 | EACH | ACI
V-CIEN-250-CL | VCI Cloud 250 equipment | 18387 | EACH | ACI
V-CIEN-500-CL | VCI Cloud 500 equipment | 28167 | EACH | ACI
V-CIEN-1500-CL | VCI Cloud 1500 equipment | 35390 | EACH | ACI
V-CIEN-2500-CL | VCI Cloud 2500 equipment | 43565 | EACH | ACI
V-CIEN-10000-CL | VCI Cloud 10000 equipment | 159340 | EACH | ACI
RTAFHD3-12 | Vertiv Geist remote environmental sensor, Temperature/Airflow/Humidity/Dew Point, length 12 ft | 189 | EACH | ACI
RTAFHD3-20 | Vertiv Geist remote environmental sensor, Temperature/Airflow/Humidity/Dew Point, length 20 ft | 198 | EACH | ACI
RTAFHD3-50 | Vertiv Geist remote environmental sensor, Temperature/Airflow/Humidity/Dew Point, length 50 ft | 204 | EACH | ACI
RTAFHD3-100 | Vertiv Geist remote environmental sensor, Temperature/Airflow/Humidity/Dew Point, length 100 ft | 245 | EACH | ACI
WSCK-120-NPS | Vertiv Geist Water Sensing Cable Kit (analog), length 120 ft | 3450 | EACH | K13
WSCK-60-NPS | Vertiv Geist Water Sensing Cable Kit (analog), length 60 ft | 2300 | EACH | K13
WSCK-40-NPS | Vertiv Geist Water Sensing Cable Kit (analog), length 40 ft | 1840 | EACH | K13
WSCK-10-NPS | Vertiv Geist Water Sensing Cable Kit (analog), length 10 ft | 1380 | EACH | K13
SRT-100 | Vertiv Geist remote environmental sensor, Temperature, length 100 ft | 175 | EACH | ACI
SRT-12 | Vertiv Geist remote environmental sensor, Temperature, length 12 ft | 88 | EACH | ACI
SRT-20 | Vertiv Geist remote environmental sensor, Temperature, length 20 ft | 120 | EACH | ACI
SRT-50 | Vertiv Geist remote environmental sensor, Temperature, length 50 ft | 98 | EACH | ACI
A2D-10 | Vertiv Geist Analog to Digital Converter, length 10 ft | 127 | EACH | ACI
FS-15 | Vertiv Geist Flood Sensor (analog), length 15 ft | 83 | EACH | ACI
RDPS | Vertiv Geist Dry Contact Sensor (analog), length 30 ft | 37 | EACH | ACI
PFS-100 UN | Vertiv Geist Power Failure Sensor (analog), universal plug kit | 125 | EACH | ACI
GTHD | Vertiv Geist remote environmental sensor, Temperature/Humidity/Dew Point, length 10 ft | 137 | EACH | ACI
GT3HD | Vertiv Geist remote environmental sensor, Temperature/Humidity/Dew Point + 2 additional Temperature probes, length 10 ft | 307 | EACH | ACI
SP-5 | Vertiv Geist 5-port splitter for digital remote sensors | 16 | EACH | ACI
SA9 | Vertiv Geist Smoke Sensor | 277 | EACH | ACI
ENVA-SERVER | Environet Alert Server License | 2090 | EACH | ACI
ENVA-DEV-10 | Environet Alert 10 Device License | 2785 | EACH | ACI
ENVA-DEV-25 | Environet Alert 25 Device License | 3630 | EACH | ACI
ENVA-DEV-50 | Environet Alert 50 Device License | 5995 | EACH | ACI
ENVA-DEV-100 | Environet Alert 100 Device License | 8815 | EACH | ACI
ENVA-DEV-200 | Environet Alert 200 Device License | 11020 | EACH | ACI
ENVA-DEV-500 | Environet Alert 500 Device License | 17205 | EACH | ACI
ENVA-DEV-1000 | Environet Alert 1000 Device License | 22940 | EACH | ACI
ENVA-BSC-STUP | Environet Alert Basic Factory Startup | 1856 | EACH | ACI
ENVA-STUP-10 | Environet Alert Factory Startup for 10 Devices | 2540 | EACH | ACI
ENVA-STUP-25 | Environet Alert Factory Startup for 25 Devices | 3190 | EACH | ACI
ENVA-STUP-50 | Environet Alert Factory Startup for 50 Devices | 4290 | EACH | ACI
ENVA-STUP-100 | Environet Alert Factory Startup for 100 Devices | 6490 | EACH | ACI
ENVA-STUP-200 | Environet Alert Factory Startup for 200 Devices | 10890 | EACH | ACI
ENVA-STUP-500 | Environet Alert Factory Startup for 500 Devices | 24090 | EACH | ACI
ENVA-STUP-1000 | Environet Alert Factory Startup for 1000 Devices | 46090 | EACH | ACI
ENVA-SERVER-SA | Environet Alert Basic Software Assurance for Server License | 750 | EACH | ACI
ENVA-SA-10 | Environet Alert Basic Software Assurance for 10 Devices | 500 | EACH | ACI
ENVA-SA-25 | Environet Alert Basic Software Assurance for 25 Devices | 655 | EACH | ACI
ENVA-SA-50 | Environet Alert Basic Software Assurance for 50 Devices | 1310 | EACH | ACI
ENVA-SA-100 | Environet Alert Basic Software Assurance for 100 Devices | 1585 | EACH | ACI
ENVA-SA-200 | Environet Alert Basic Software Assurance for 200 Devices | 1985 | EACH | ACI
ENVA-SA-500 | Environet Alert Basic Software Assurance for 500 Devices | 3100 | EACH | ACI
ENVA-SA-1000 | Environet Alert Basic Software Assurance for 1000 Devices | 4130 | EACH | ACI